## 2022
|  | ERCOT 2022 hourly simulaiton using 2022 data: 100 GW peak load, 5 GW nucl, 52 GW wind, 89 GW solar, and 76 GW fossil fuel capacity (calculated). Storm Elliott is modeled. Average energy cost is 9.6 c/kWh. | [21 empty] | Storm Elliott winter peak occurred 12/22 hour 21 with peak 91.8% of the summer peak.
[24 empty] | Input | Calculated | Yellow per unit (pu) header means the column is input data.
References:
[23 empty] | 1 | https://www.ercot.com/mp/data-products/data-product-details?id=PG7-126-M
[23 empty] | 2 | https://www.futureofenergyinitiative.org/Pubs/46_CostInputsForToyModels.pdf
[23 empty] | 3 | https://egpreston.com/ExcelStorage.pdf |  |  |  | has more info on programming storage.
If storage drops down to the zero level gas generation will be automatically added.
[24 empty] | Total Energy = |  | 539409.002 | GWh | System | U=Utilization C=Capacity Factor
[24 empty] | Nuclear Energy = |  | 43800 | GWh | 8.12 | % CF = | 100 | %
[24 empty] | Wind Energy = |  | 156960.0115 | GWh | 29.0985 | % UF = | 100 | %
[24 empty] | Solar Energy = |  | 176325.1182 | GWh | 32.6886 | % UF = | 99.1534 | %
[24 empty] | Fossil Energy = |  | 162123.8723 | GWh | 30.0558 | % CF = | 24.3153 | %
[26 empty] | 539209.002 | GWh (4) | 99.9629 | %
[23 empty] | 4 | battery must be charged up at end of period for total energies to agree.
|  | Hourly Demand and Variable Resources Input | [5 empty] | Hourly Dispatching of All Resources and Battery Storage | [16 empty] | Costs and Performance of Individual Sources
Base Nucl MW = |  | 5000 | [5 empty] | Base | Direct | Direct | Direct | Excess | Excess | Excess | Excess | Unserved | Maximum | Battery | Battery | Battery | Battery | Peaking |  | System Energy Cost |  | 9.5657 | cent/kWh | 76113.92 | MW Fossil Peaking
|  | PeakMW= | 100000 | WinPmx= | 52000 | SolPmax= | 89000 | Nuclear | Nuclear | Wind | Solar | Nuclear | Wind | Solar | Total | Load | Battery MWh | Discharge | Nuclear | Wind | Solar | Fossil |  | Hourly Load Stats
YYYYMMDDHH | D | load pu | loadMW | wind pu | windMW | solar pu | solarMW | Per Unit | MW | MW | MW | MW | MW | MW | MW | MW | 200000 | MW | MW | Chg MW | Chg MW | MW |  | 100000 | MW Peak | 61.5764 | GW Avg | 10 | %Reserve
2022010101 | 7 | 0.47757 | 47757 | 0.35313 | 18362.76 | 0 | 0 | 1 | 5000 | 18362.76 | 0 | 0 | 0 | 0 | 0 | 24394.24 | 175605.76 | 24394.24 | 0 | 0 | 0 | 0 |  | 40022 | MW Min | 539409.002 | GWh | 61.5764 | %CF
2022010102 | 7 | 0.46503 | 46503 | 0.37703 | 19605.56 | 0 | 0 | 1 | 5000 | 19605.56 | 0 | 0 | 0 | 0 | 0 | 21897.44 | 153708.32 | 21897.44 | 0 | 0 | 0 | 0 |  | Lithium Ion Battery |  |  | CAPEX M$
2022010103 | 7 | 0.45017 | 45017 | 0.42041 | 21861.32 | 0 | 0 | 1 | 5000 | 21861.32 | 0 | 0 | 0 | 0 | 0 | 18155.68 | 135552.64 | 18155.68 | 0 | 0 | 0 | 0 |  | power | $/kW | 249 | 13778.8134 | 55336.6 | MW | efficiency
2022010104 | 7 | 0.44009 | 44009 | 0.48177 | 25052.04 | 0 | 0 | 1 | 5000 | 25052.04 | 0 | 0 | 0 | 0 | 0 | 13956.96 | 121595.68 | 13956.96 | 0 | 0 | 0 | 0 |  | energy | $/kWh | 369 | 73800 | 200000 | MWh | 0.85
2022010105 | 7 | 0.43346 | 43346 | 0.53661 | 27903.72 | 0 | 0 | 1 | 5000 | 27903.72 | 0 | 0 | 0 | 0 | 0 | 10442.28 | 111153.4 | 10442.28 | 0 | 0 | 0 | 0 |  | total |  |  | 87578.8134 | 3.6142 | Hours
2022010106 | 7 | 0.43155 | 43155 | 0.53149 | 27637.48 | 0 | 0 | 1 | 5000 | 27637.48 | 0 | 0 | 0 | 0 | 0 | 10517.52 | 100635.88 | 10517.52 | 0 | 0 | 0 | 0 |  | Annual Costs |  |  |  | per year | annual | source
2022010107 | 7 | 0.43306 | 43306 | 0.54249 | 28209.48 | 0 | 0 | 1 | 5000 | 28209.48 | 0 | 0 | 0 | 0 | 0 | 10096.52 | 90539.36 | 10096.52 | 0 | 0 | 0 | 0 |  | Base Loaded Nuclear |  |  |  | capt cost | cost M$ | cent/kWh
2022010108 | 7 | 0.43386 | 43386 | 0.53572 | 27857.44 | 0.0008 | 71.2 | 1 | 5000 | 27857.44 | 71.2 | 0 | 0 | 0 | 0 | 10457.36 | 80082 | 10457.36 | 0 | 0 | 0 | 0 |  | 5000 | MW nucl | 7440 | $/kW | 0.064 | 2380.8 | 5.4356
2022010109 | 7 | 0.446 | 44600 | 0.50624 | 26324.48 | 0.14415 | 12829.35 | 1 | 5000 | 26324.48 | 12829.35 | 0 | 0 | 0 | 0 | 446.17 | 79635.83 | 446.17 | 0 | 0 | 0 | 1.819e-12 |  |  | Nucl O&M | 146 | $/kW/yr |  | 730 | 1.6667
2022010110 | 7 | 0.47494 | 47494 | 0.49502 | 25741.04 | 0.37098 | 33017.22 | 1 | 5000 | 25741.04 | 16752.96 | 0 | 0 | 16264.26 | 16264.26 | 0 | 93460.451 | 0 | 0 | 0 | 13824.621 | 0 |  |  | Vari O&M | 10 | $/MWh/yr |  | 438 | 1
2022010111 | 7 | 0.5009 | 50090 | 0.51769 | 26919.88 | 0.34787 | 30960.43 | 1 | 5000 | 26919.88 | 18170.12 | 0 | 0 | 12790.31 | 12790.31 | 0 | 104332.2145 | 0 | 0 | 0 | 10871.7635 | 0 |  | Wind
2022010112 | 7 | 0.52403 | 52403 | 0.52035 | 27058.2 | 0.28867 | 25691.63 | 1 | 5000 | 27058.2 | 20344.8 | 0 | 0 | 5346.83 | 5346.83 | 0 | 108877.02 | 0 | 0 | 0 | 4544.8055 | 0 |  | 52000 | MW wind | 1460 | $/kW | 0.089 | 6756.88 | 4.3048
2022010113 | 7 | 0.54068 | 54068 | 0.47815 | 24863.8 | 0.38506 | 34270.34 | 1 | 5000 | 24863.8 | 24204.2 | 0 | 0 | 10066.14 | 10066.14 | 0 | 117433.239 | 0 | 0 | 0 | 8556.219 | 0 |  |  | WndO&M | 43 | $/kW/yr |  | 2236 | 1.4246
2022010114 | 7 | 0.55124 | 55124 | 0.4348 | 22609.6 | 0.50861 | 45266.29 | 1 | 5000 | 22609.6 | 27514.4 | 0 | 0 | 17751.89 | 17751.89 | 0 | 132522.3455 | 0 | 0 | 0 | 15089.1065 | 0 |  | Solar
2022010115 | 7 | 0.55428 | 55428 | 0.41077 | 21360.04 | 0.54386 | 48403.54 | 1 | 5000 | 21360.04 | 29067.96 | 0 | 0 | 19335.58 | 19335.58 | 0 | 148957.5885 | 0 | 0 | 0 | 16435.243 | 0 |  | 89000 | MW solar | 1330 | $/kW | 0.074 | 8759.38 | 4.9677
2022010116 | 7 | 0.55378 | 55378 | 0.41978 | 21828.56 | 0.49681 | 44216.09 | 1 | 5000 | 21828.56 | 28549.44 | 0 | 0 | 15666.65 | 15666.65 | 0 | 162274.241 | 0 | 0 | 0 | 13316.6525 | 0 |  |  | solarO&M | 23 | $/kW/yr |  | 2047 | 1.1609
2022010117 | 7 | 0.55539 | 55539 | 0.49428 | 25702.56 | 0.21587 | 19212.43 | 1 | 5000 | 25702.56 | 19212.43 | 0 | 0 | 0 | 0 | 5624.01 | 156650.231 | 5624.01 | 0 | 0 | 0 | 0 |  | Lithium Ion Battery
2022010118 | 7 | 0.56347 | 56347 | 0.54996 | 28597.92 | 0.02487 | 2213.43 | 1 | 5000 | 28597.92 | 2213.43 | 0 | 0 | 0 | 0 | 20535.65 | 136114.581 | 20535.65 | 0 | 0 | 0 | 0 |  | 55336.6 | MW Batt | 13778.8134 | M$ capex | 0.104 | 1432.9966
2022010119 | 7 | 0.57757 | 57757 | 0.58111 | 30217.72 | 0 | 0 | 1 | 5000 | 30217.72 | 0 | 0 | 0 | 0 | 0 | 22539.28 | 113575.301 | 22539.28 | 0 | 0 | 0 | 0 |  | 200000 | MWh Batt | 73800 | M$ capex |  | 7675.2
2022010120 | 7 | 0.57553 | 57553 | 0.59821 | 31106.92 | 0 | 0 | 1 | 5000 | 31106.92 | 0 | 0 | 0 | 0 | 0 | 21446.08 | 92129.221 | 21446.08 | 0 | 0 | 0 | 0 |  |  | Batt O&M | 43 | $/kW/yr |  | 2379.4738
2022010121 | 7 | 0.5732 | 57320 | 0.6104 | 31740.8 | 0 | 0 | 1 | 5000 | 31740.8 | 0 | 0 | 0 | 0 | 0 | 20579.2 | 71550.021 | 20579.2 | 0 | 0 | 0 | 0 |  | Gas Peaking
2022010122 | 7 | 0.5702 | 57020 | 0.62561 | 32531.72 | 0 | 0 | 1 | 5000 | 32531.72 | 0 | 0 | 0 | 0 | 0 | 19488.28 | 52061.741 | 19488.28 | 0 | 0 | 0 | 0 |  | 76113.92 | MW Gas | 922 | $/kW | 0.074 | 5193.1005 | 3.2032
2022010123 | 7 | 0.56127 | 56127 | 0.63679 | 33113.08 | 0 | 0 | 1 | 5000 | 33113.08 | 0 | 0 | 0 | 0 | 0 | 18013.92 | 34047.821 | 18013.92 | 0 | 0 | 0 | 0 |  |  | Gas O&M | 21 | $/kW/yr |  | 1598.3923 | 0.98591
2022010124 | 7 | 0.54944 | 54944 | 0.63059 | 32790.68 | 0 | 0 | 1 | 5000 | 32790.68 | 0 | 0 | 0 | 0 | 0 | 17153.32 | 16894.501 | 17153.32 | 0 | 0 | 0 | 0 |  |  | Vari O&M | 16 | $/MWh/yr |  | 2593.982 | 1.6
2022010201 | 1 | 0.53715 | 53715 | 0.6054 | 31480.8 | 0 | 0 | 1 | 5000 | 31480.8 | 0 | 0 | 0 | 0 | 0 | 17234.2 | 0 | 16894.501 | 0 | 0 | 0 | 339.699 |  | 18507.2914 | AvgGasMW | 40 | $/MWh fuel cost |  | 6484.9549 | 4
2022010202 | 1 | 0.52822 | 52822 | 0.58365 | 30349.8 | 0 | 0 | 1 | 5000 | 30349.8 | 0 | 0 | 0 | 0 | 0 | 17472.2 | 0 | 0 | 0 | 0 | 0 | 17472.2 |  | 10000 | MW Gas Reserve Capacity |  |  |  | 892.28 | 0.55037
2022010203 | 1 | 0.52689 | 52689 | 0.58429 | 30383.08 | 0 | 0 | 1 | 5000 | 30383.08 | 0 | 0 | 0 | 0 | 0 | 17305.92 | 0 | 0 | 0 | 0 | 0 | 17305.92 | [5 empty] | total | 51598.4401 | 9.5657
2022010204 | 1 | 0.53254 | 53254 | 0.59276 | 30823.52 | 0 | 0 | 1 | 5000 | 30823.52 | 0 | 0 | 0 | 0 | 0 | 17430.48 | 0 | 0 | 0 | 0 | 0 | 17430.48 |  | Gas Peaking MWs |  |  |  | Storm Elliott
2022010205 | 1 | 0.54448 | 54448 | 0.60709 | 31568.68 | 0 | 0 | 1 | 5000 | 31568.68 | 0 | 0 | 0 | 0 | 0 | 17879.32 | 0 | 0 | 0 | 0 | 0 | 17879.32 |  | 71828.23 | Summer | 68874.49 | Winter 1 | 76113.92 | Winter 2 | ref (5)
2022010206 | 1 | 0.56207 | 56207 | 0.594 | 30888 | 0 | 0 | 1 | 5000 | 30888 | 0 | 0 | 0 | 0 | 0 | 20319 | 0 | 0 | 0 | 0 | 0 | 20319 |  | Annual Costs |  |  |  |  | annual | source | flat charge
2022010207 | 1 | 0.58685 | 58685 | 0.58346 | 30339.92 | 0 | 0 | 1 | 5000 | 30339.92 | 0 | 0 | 0 | 0 | 0 | 23345.08 | 0 | 0 | 0 | 0 | 0 | 23345.08 |  |  | max %CF | load %CF | batt %CF | unused% | cost M$ | cent/kWh | cent/kWh
2022010208 | 1 | 0.6176 | 61760 | 0.56658 | 29462.16 | 0.00178 | 158.42 | 1 | 5000 | 29462.16 | 158.42 | 0 | 0 | 0 | 0 | 27139.42 | 0 | 0 | 0 | 0 | 0 | 27139.42 |  | Nuclear | 100 | 100 | 0 | 0 | 3548.8 | 8.1023 | 0.65791
2022010209 | 1 | 0.64339 | 64339 | 0.52563 | 27332.76 | 0.19981 | 17783.09 | 1 | 5000 | 27332.76 | 17783.09 | 0 | 0 | 0 | 0 | 14223.15 | 0 | 0 | 0 | 0 | 0 | 14223.15 |  | Wind | 34.4573 | 34.4573 | 0 | 0 | 8992.88 | 5.7294 | 1.6672
2022010210 | 1 | 0.65706 | 65706 | 0.46166 | 24006.32 | 0.58937 | 52453.93 | 1 | 5000 | 24006.32 | 36699.68 | 0 | 0 | 15754.25 | 15754.25 | 0 | 13391.1125 | 0 | 0 | 0 | 13391.1125 | 0 |  | Solar | 23.4628 | 19.5825 | 3.0337 | 0.84658 | 10806.38 | 6.1287 | 2.0034
2022010211 | 1 | 0.65519 | 65519 | 0.38041 | 19781.32 | 0.6689 | 59532.1 | 1 | 5000 | 19781.32 | 40737.68 | 0 | 0 | 18794.42 | 18794.42 | 0 | 29366.3695 | 0 | 0 | 0 | 15975.257 | 0 |  | Fossil | 100 | 24.3153 |  | 75.6847 | 15870.4297 | 9.7891 | 2.9422
2022010212 | 1 | 0.64415 | 64415 | 0.31874 | 16574.48 | 0.64915 | 57774.35 | 1 | 5000 | 16574.48 | 42840.52 | 0 | 0 | 14933.83 | 14933.83 | 0 | 42060.125 | 0 | 0 | 0 | 12693.7555 | 0 |  | Battery |  |  |  |  | 11487.6704 |  | 2.1297
2022010213 | 1 | 0.62951 | 62951 | 0.30735 | 15982.2 | 0.66737 | 59395.93 | 1 | 5000 | 15982.2 | 41968.8 | 0 | 0 | 17427.13 | 17427.13 | 0 | 56873.1855 | 0 | 0 | 0 | 14813.0605 | 0 |  | Reserve |  |  |  |  | 892.28 | 0.55037 | 0.16542
2022010214 | 1 | 0.60784 | 60784 | 0.28154 | 14640.08 | 0.69465 | 61823.85 | 1 | 5000 | 14640.08 | 41143.92 | 0 | 0 | 20679.93 | 20679.93 | 0 | 74451.126 | 0 | 0 | 0 | 17577.9405 | 0 | [5 empty] | total | 51598.4401 | avg | 9.5657
2022010215 | 1 | 0.58894 | 58894 | 0.25397 | 13206.44 | 0.72893 | 64874.77 | 1 | 5000 | 13206.44 | 40687.56 | 0 | 0 | 24187.21 | 24187.21 | 0 | 95010.2545 | 0 | 0 | 0 | 20559.1285 | 0 |  |  |  |  | Wind Solar Batteries |  | 31286.9304
2022010216 | 1 | 0.57791 | 57791 | 0.22273 | 11581.96 | 0.73272 | 65212.08 | 1 | 5000 | 11581.96 | 41209.04 | 0 | 0 | 24003.04 | 24003.04 | 0 | 115412.8385 | 0 | 0 | 0 | 20402.584 | 0 |  | (5) ERCOT with 120 GWh Battery Storage could serve 15 GW peak gas capacity.
2022010217 | 1 | 0.57907 | 57907 | 0.1807 | 9396.4 | 0.5544 | 49341.6 | 1 | 5000 | 9396.4 | 43510.6 | 0 | 0 | 5831 | 5831 | 0 | 120369.1885 | 0 | 0 | 0 | 4956.35 | 0 |  | However Storm Elliott requires almost the same peak gas capacity.
2022010218 | 1 | 0.6104 | 61040 | 0.14866 | 7730.32 | 0.10251 | 9123.39 | 1 | 5000 | 7730.32 | 9123.39 | 0 | 0 | 0 | 0 | 39186.29 | 81182.8985 | 39186.29 | 0 | 0 | 0 | 0 |  | Winter peaking gas capacity must be able to run 24/7 for several days.
2022010219 | 1 | 0.64731 | 64731 | 0.14265 | 7417.8 | 0 | 0 | 1 | 5000 | 7417.8 | 0 | 0 | 0 | 0 | 0 | 52313.2 | 28869.6985 | 52313.2 | 0 | 0 | 0 | 0 |  | ERCOT should plan for both winter and summer generation capacities.
2022010220 | 1 | 0.6561 | 65610 | 0.14091 | 7327.32 | 0 | 0 | 1 | 5000 | 7327.32 | 0 | 0 | 0 | 0 | 0 | 53282.68 | 0 | 28869.6985 | 0 | 0 | 0 | 24412.9815 |  | derivation |  | https://egpreston.com/BatteryPeakingCapacity.pdf
2022010221 | 1 | 0.65547 | 65547 | 0.14422 | 7499.44 | 0 | 0 | 1 | 5000 | 7499.44 | 0 | 0 | 0 | 0 | 0 | 53047.56 | 0 | 0 | 0 | 0 | 0 | 53047.56
2022010222 | 1 | 0.65153 | 65153 | 0.14561 | 7571.72 | 0 | 0 | 1 | 5000 | 7571.72 | 0 | 0 | 0 | 0 | 0 | 52581.28 | 0 | 0 | 0 | 0 | 0 | 52581.28
2022010223 | 1 | 0.63521 | 63521 | 0.14364 | 7469.28 | 0 | 0 | 1 | 5000 | 7469.28 | 0 | 0 | 0 | 0 | 0 | 51051.72 | 0 | 0 | 0 | 0 | 0 | 51051.72
2022010224 | 1 | 0.61937 | 61937 | 0.14195 | 7381.4 | 0 | 0 | 1 | 5000 | 7381.4 | 0 | 0 | 0 | 0 | 0 | 49555.6 | 0 | 0 | 0 | 0 | 0 | 49555.6
2022010301 | 2 | 0.60764 | 60764 | 0.1436 | 7467.2 | 0 | 0 | 1 | 5000 | 7467.2 | 0 | 0 | 0 | 0 | 0 | 48296.8 | 0 | 0 | 0 | 0 | 0 | 48296.8
2022010302 | 2 | 0.60463 | 60463 | 0.14657 | 7621.64 | 0 | 0 | 1 | 5000 | 7621.64 | 0 | 0 | 0 | 0 | 0 | 47841.36 | 0 | 0 | 0 | 0 | 0 | 47841.36
2022010303 | 2 | 0.60608 | 60608 | 0.15007 | 7803.64 | 0 | 0 | 1 | 5000 | 7803.64 | 0 | 0 | 0 | 0 | 0 | 47804.36 | 0 | 0 | 0 | 0 | 0 | 47804.36
2022010304 | 2 | 0.61457 | 61457 | 0.15489 | 8054.28 | 0 | 0 | 1 | 5000 | 8054.28 | 0 | 0 | 0 | 0 | 0 | 48402.72 | 0 | 0 | 0 | 0 | 0 | 48402.72
2022010305 | 2 | 0.63087 | 63087 | 0.16599 | 8631.48 | 0 | 0 | 1 | 5000 | 8631.48 | 0 | 0 | 0 | 0 | 0 | 49455.52 | 0 | 0 | 0 | 0 | 0 | 49455.52
2022010306 | 2 | 0.6592 | 65920 | 0.18519 | 9629.88 | 0 | 0 | 1 | 5000 | 9629.88 | 0 | 0 | 0 | 0 | 0 | 51290.12 | 0 | 0 | 0 | 0 | 0 | 51290.12
2022010307 | 2 | 0.69698 | 69698 | 0.19196 | 9981.92 | 0 | 0 | 1 | 5000 | 9981.92 | 0 | 0 | 0 | 0 | 0 | 54716.08 | 0 | 0 | 0 | 0 | 0 | 54716.08
2022010308 | 2 | 0.72183 | 72183 | 0.2057 | 10696.4 | 0.00691 | 614.99 | 1 | 5000 | 10696.4 | 614.99 | 0 | 0 | 0 | 0 | 55871.61 | 0 | 0 | 0 | 0 | 0 | 55871.61
2022010309 | 2 | 0.7143 | 71430 | 0.22354 | 11624.08 | 0.27564 | 24531.96 | 1 | 5000 | 11624.08 | 24531.96 | 0 | 0 | 0 | 0 | 30273.96 | 0 | 0 | 0 | 0 | 0 | 30273.96
2022010310 | 2 | 0.68042 | 68042 | 0.16827 | 8750.04 | 0.71326 | 63480.14 | 1 | 5000 | 8750.04 | 54291.96 | 0 | 0 | 9188.18 | 9188.18 | 0 | 7809.953 | 0 | 0 | 0 | 7809.953 | 0
2022010311 | 2 | 0.645 | 64500 | 0.12364 | 6429.28 | 0.75983 | 67624.87 | 1 | 5000 | 6429.28 | 53070.72 | 0 | 0 | 14554.15 | 14554.15 | 0 | 20180.9805 | 0 | 0 | 0 | 12371.0275 | 0
2022010312 | 2 | 0.60996 | 60996 | 0.15141 | 7873.32 | 0.72612 | 64624.68 | 1 | 5000 | 7873.32 | 48122.68 | 0 | 0 | 16502 | 16502 | 0 | 34207.6805 | 0 | 0 | 0 | 14026.7 | 0
2022010313 | 2 | 0.58021 | 58021 | 0.19036 | 9898.72 | 0.70442 | 62693.38 | 1 | 5000 | 9898.72 | 43122.28 | 0 | 0 | 19571.1 | 19571.1 | 0 | 50843.1155 | 0 | 0 | 0 | 16635.435 | 0
2022010314 | 2 | 0.55632 | 55632 | 0.21292 | 11071.84 | 0.71519 | 63651.91 | 1 | 5000 | 11071.84 | 39560.16 | 0 | 0 | 24091.75 | 24091.75 | 0 | 71321.103 | 0 | 0 | 0 | 20477.9875 | 0
2022010315 | 2 | 0.53846 | 53846 | 0.23557 | 12249.64 | 0.74852 | 66618.28 | 1 | 5000 | 12249.64 | 36596.36 | 0 | 0 | 30021.92 | 30021.92 | 0 | 96839.735 | 0 | 0 | 0 | 25518.632 | 0
2022010316 | 2 | 0.53059 | 53059 | 0.2686 | 13967.2 | 0.71808 | 63909.12 | 1 | 5000 | 13967.2 | 34091.8 | 0 | 0 | 29817.32 | 29817.32 | 0 | 122184.457 | 0 | 0 | 0 | 25344.722 | 0
2022010317 | 2 | 0.53341 | 53341 | 0.28035 | 14578.2 | 0.44425 | 39538.25 | 1 | 5000 | 14578.2 | 33762.8 | 0 | 0 | 5775.45 | 5775.45 | 0 | 127093.5895 | 0 | 0 | 0 | 4909.1325 | 0
2022010318 | 2 | 0.56288 | 56288 | 0.28179 | 14653.08 | 0.06108 | 5436.12 | 1 | 5000 | 14653.08 | 5436.12 | 0 | 0 | 0 | 0 | 31198.8 | 95894.7895 | 31198.8 | 0 | 0 | 0 | 0
2022010319 | 2 | 0.6025 | 60250 | 0.38975 | 20267 | 0 | 0 | 1 | 5000 | 20267 | 0 | 0 | 0 | 0 | 0 | 34983 | 60911.7895 | 34983 | 0 | 0 | 0 | 0
2022010320 | 2 | 0.61435 | 61435 | 0.51913 | 26994.76 | 0 | 0 | 1 | 5000 | 26994.76 | 0 | 0 | 0 | 0 | 0 | 29440.24 | 31471.5495 | 29440.24 | 0 | 0 | 0 | 0
2022010321 | 2 | 0.61832 | 61832 | 0.6015 | 31278 | 0 | 0 | 1 | 5000 | 31278 | 0 | 0 | 0 | 0 | 0 | 25554 | 5917.5495 | 25554 | 0 | 0 | 0 | 0
2022010322 | 2 | 0.61047 | 61047 | 0.60641 | 31533.32 | 0 | 0 | 1 | 5000 | 31533.32 | 0 | 0 | 0 | 0 | 0 | 24513.68 | 0 | 5917.5495 | 0 | 0 | 0 | 18596.1305
2022010323 | 2 | 0.59106 | 59106 | 0.60471 | 31444.92 | 0 | 0 | 1 | 5000 | 31444.92 | 0 | 0 | 0 | 0 | 0 | 22661.08 | 0 | 0 | 0 | 0 | 0 | 22661.08
2022010324 | 2 | 0.57014 | 57014 | 0.60316 | 31364.32 | 0 | 0 | 1 | 5000 | 31364.32 | 0 | 0 | 0 | 0 | 0 | 20649.68 | 0 | 0 | 0 | 0 | 0 | 20649.68
2022010401 | 3 | 0.55636 | 55636 | 0.59894 | 31144.88 | 0 | 0 | 1 | 5000 | 31144.88 | 0 | 0 | 0 | 0 | 0 | 19491.12 | 0 | 0 | 0 | 0 | 0 | 19491.12
2022010402 | 3 | 0.55052 | 55052 | 0.59187 | 30777.24 | 0 | 0 | 1 | 5000 | 30777.24 | 0 | 0 | 0 | 0 | 0 | 19274.76 | 0 | 0 | 0 | 0 | 0 | 19274.76
2022010403 | 3 | 0.55048 | 55048 | 0.57574 | 29938.48 | 0 | 0 | 1 | 5000 | 29938.48 | 0 | 0 | 0 | 0 | 0 | 20109.52 | 0 | 0 | 0 | 0 | 0 | 20109.52
2022010404 | 3 | 0.55703 | 55703 | 0.56376 | 29315.52 | 0 | 0 | 1 | 5000 | 29315.52 | 0 | 0 | 0 | 0 | 0 | 21387.48 | 0 | 0 | 0 | 0 | 0 | 21387.48
2022010405 | 3 | 0.57318 | 57318 | 0.56625 | 29445 | 0 | 0 | 1 | 5000 | 29445 | 0 | 0 | 0 | 0 | 0 | 22873 | 0 | 0 | 0 | 0 | 0 | 22873
2022010406 | 3 | 0.60514 | 60514 | 0.58296 | 30313.92 | 0 | 0 | 1 | 5000 | 30313.92 | 0 | 0 | 0 | 0 | 0 | 25200.08 | 0 | 0 | 0 | 0 | 0 | 25200.08
2022010407 | 3 | 0.64916 | 64916 | 0.57942 | 30129.84 | 0 | 0 | 1 | 5000 | 30129.84 | 0 | 0 | 0 | 0 | 0 | 29786.16 | 0 | 0 | 0 | 0 | 0 | 29786.16
2022010408 | 3 | 0.67235 | 67235 | 0.57188 | 29737.76 | 0.0054 | 480.6 | 1 | 5000 | 29737.76 | 480.6 | 0 | 0 | 0 | 0 | 32016.64 | 0 | 0 | 0 | 0 | 0 | 32016.64
2022010409 | 3 | 0.65968 | 65968 | 0.54659 | 28422.68 | 0.1368 | 12175.2 | 1 | 5000 | 28422.68 | 12175.2 | 0 | 0 | 0 | 0 | 20370.12 | 0 | 0 | 0 | 0 | 0 | 20370.12
2022010410 | 3 | 0.62828 | 62828 | 0.50122 | 26063.44 | 0.34842 | 31009.38 | 1 | 5000 | 26063.44 | 31009.38 | 0 | 0 | 0 | 0 | 755.18 | 0 | 0 | 0 | 0 | 0 | 755.18
2022010411 | 3 | 0.60042 | 60042 | 0.49452 | 25715.04 | 0.42653 | 37961.17 | 1 | 5000 | 25715.04 | 29326.96 | 0 | 0 | 8634.21 | 8634.21 | 0 | 7339.0785 | 0 | 0 | 0 | 7339.0785 | 0
2022010412 | 3 | 0.57371 | 57371 | 0.52668 | 27387.36 | 0.41488 | 36924.32 | 1 | 5000 | 27387.36 | 24983.64 | 0 | 0 | 11940.68 | 11940.68 | 0 | 17488.6565 | 0 | 0 | 0 | 10149.578 | 0
2022010413 | 3 | 0.55268 | 55268 | 0.53609 | 27876.68 | 0.40206 | 35783.34 | 1 | 5000 | 27876.68 | 22391.32 | 0 | 0 | 13392.02 | 13392.02 | 0 | 28871.8735 | 0 | 0 | 0 | 11383.217 | 0
2022010414 | 3 | 0.53596 | 53596 | 0.52981 | 27550.12 | 0.41692 | 37105.88 | 1 | 5000 | 27550.12 | 21045.88 | 0 | 0 | 16060 | 16060 | 0 | 42522.8735 | 0 | 0 | 0 | 13651 | 0
2022010415 | 3 | 0.52256 | 52256 | 0.51598 | 26830.96 | 0.43 | 38270 | 1 | 5000 | 26830.96 | 20425.04 | 0 | 0 | 17844.96 | 17844.96 | 0 | 57691.0895 | 0 | 0 | 0 | 15168.216 | 0
2022010416 | 3 | 0.51647 | 51647 | 0.49874 | 25934.48 | 0.46933 | 41770.37 | 1 | 5000 | 25934.48 | 20712.52 | 0 | 0 | 21057.85 | 21057.85 | 0 | 75590.262 | 0 | 0 | 0 | 17899.1725 | 0
2022010417 | 3 | 0.51813 | 51813 | 0.4542 | 23618.4 | 0.48399 | 43075.11 | 1 | 5000 | 23618.4 | 23194.6 | 0 | 0 | 19880.51 | 19880.51 | 0 | 92488.6955 | 0 | 0 | 0 | 16898.4335 | 0
2022010418 | 3 | 0.53249 | 53249 | 0.40924 | 21280.48 | 0.10021 | 8918.69 | 1 | 5000 | 21280.48 | 8918.69 | 0 | 0 | 0 | 0 | 18049.83 | 74438.8655 | 18049.83 | 0 | 0 | 0 | 0
2022010419 | 3 | 0.55817 | 55817 | 0.43165 | 22445.8 | 0 | 0 | 1 | 5000 | 22445.8 | 0 | 0 | 0 | 0 | 0 | 28371.2 | 46067.6655 | 28371.2 | 0 | 0 | 0 | 0
2022010420 | 3 | 0.55639 | 55639 | 0.50108 | 26056.16 | 0 | 0 | 1 | 5000 | 26056.16 | 0 | 0 | 0 | 0 | 0 | 24582.84 | 21484.8255 | 24582.84 | 0 | 0 | 0 | 0
2022010421 | 3 | 0.55069 | 55069 | 0.52326 | 27209.52 | 0 | 0 | 1 | 5000 | 27209.52 | 0 | 0 | 0 | 0 | 0 | 22859.48 | 0 | 21484.8255 | 0 | 0 | 0 | 1374.6545
2022010422 | 3 | 0.53491 | 53491 | 0.5209 | 27086.8 | 0 | 0 | 1 | 5000 | 27086.8 | 0 | 0 | 0 | 0 | 0 | 21404.2 | 0 | 0 | 0 | 0 | 0 | 21404.2
2022010423 | 3 | 0.51076 | 51076 | 0.51082 | 26562.64 | 0 | 0 | 1 | 5000 | 26562.64 | 0 | 0 | 0 | 0 | 0 | 19513.36 | 0 | 0 | 0 | 0 | 0 | 19513.36
2022010424 | 3 | 0.48777 | 48777 | 0.47088 | 24485.76 | 0 | 0 | 1 | 5000 | 24485.76 | 0 | 0 | 0 | 0 | 0 | 19291.24 | 0 | 0 | 0 | 0 | 0 | 19291.24
2022010501 | 4 | 0.47259 | 47259 | 0.4446 | 23119.2 | 0 | 0 | 1 | 5000 | 23119.2 | 0 | 0 | 0 | 0 | 0 | 19139.8 | 0 | 0 | 0 | 0 | 0 | 19139.8
2022010502 | 4 | 0.46655 | 46655 | 0.43209 | 22468.68 | 0 | 0 | 1 | 5000 | 22468.68 | 0 | 0 | 0 | 0 | 0 | 19186.32 | 0 | 0 | 0 | 0 | 0 | 19186.32
2022010503 | 4 | 0.46688 | 46688 | 0.42818 | 22265.36 | 0 | 0 | 1 | 5000 | 22265.36 | 0 | 0 | 0 | 0 | 0 | 19422.64 | 0 | 0 | 0 | 0 | 0 | 19422.64
2022010504 | 4 | 0.47322 | 47322 | 0.47859 | 24886.68 | 0 | 0 | 1 | 5000 | 24886.68 | 0 | 0 | 0 | 0 | 0 | 17435.32 | 0 | 0 | 0 | 0 | 0 | 17435.32
2022010505 | 4 | 0.48888 | 48888 | 0.50781 | 26406.12 | 0 | 0 | 1 | 5000 | 26406.12 | 0 | 0 | 0 | 0 | 0 | 17481.88 | 0 | 0 | 0 | 0 | 0 | 17481.88
2022010506 | 4 | 0.51974 | 51974 | 0.5221 | 27149.2 | 0 | 0 | 1 | 5000 | 27149.2 | 0 | 0 | 0 | 0 | 0 | 19824.8 | 0 | 0 | 0 | 0 | 0 | 19824.8
2022010507 | 4 | 0.56468 | 56468 | 0.53246 | 27687.92 | 0 | 0 | 1 | 5000 | 27687.92 | 0 | 0 | 0 | 0 | 0 | 23780.08 | 0 | 0 | 0 | 0 | 0 | 23780.08
2022010508 | 4 | 0.58747 | 58747 | 0.53666 | 27906.32 | 0.00388 | 345.32 | 1 | 5000 | 27906.32 | 345.32 | 0 | 0 | 0 | 0 | 25495.36 | 0 | 0 | 0 | 0 | 0 | 25495.36
2022010509 | 4 | 0.57663 | 57663 | 0.48474 | 25206.48 | 0.23604 | 21007.56 | 1 | 5000 | 25206.48 | 21007.56 | 0 | 0 | 0 | 0 | 6448.96 | 0 | 0 | 0 | 0 | 0 | 6448.96
2022010510 | 4 | 0.55902 | 55902 | 0.39487 | 20533.24 | 0.65407 | 58212.23 | 1 | 5000 | 20533.24 | 30368.76 | 0 | 0 | 27843.47 | 27843.47 | 0 | 23666.9495 | 0 | 0 | 0 | 23666.9495 | 0
2022010511 | 4 | 0.54359 | 54359 | 0.32134 | 16709.68 | 0.71174 | 63344.86 | 1 | 5000 | 16709.68 | 32649.32 | 0 | 0 | 30695.54 | 30695.54 | 0 | 49758.1585 | 0 | 0 | 0 | 26091.209 | 0
2022010512 | 4 | 0.52678 | 52678 | 0.22283 | 11587.16 | 0.69885 | 62197.65 | 1 | 5000 | 11587.16 | 36090.84 | 0 | 0 | 26106.81 | 26106.81 | 0 | 71948.947 | 0 | 0 | 0 | 22190.7885 | 0
2022010513 | 4 | 0.51545 | 51545 | 0.14339 | 7456.28 | 0.68534 | 60995.26 | 1 | 5000 | 7456.28 | 39088.72 | 0 | 0 | 21906.54 | 21906.54 | 0 | 90569.506 | 0 | 0 | 0 | 18620.559 | 0
2022010514 | 4 | 0.50948 | 50948 | 0.09841 | 5117.32 | 0.69353 | 61724.17 | 1 | 5000 | 5117.32 | 40830.68 | 0 | 0 | 20893.49 | 20893.49 | 0 | 108328.9725 | 0 | 0 | 0 | 17759.4665 | 0
2022010515 | 4 | 0.50818 | 50818 | 0.09058 | 4710.16 | 0.72225 | 64280.25 | 1 | 5000 | 4710.16 | 41107.84 | 0 | 0 | 23172.41 | 23172.41 | 0 | 128025.521 | 0 | 0 | 0 | 19696.5485 | 0
2022010516 | 4 | 0.50828 | 50828 | 0.09594 | 4988.88 | 0.72334 | 64377.26 | 1 | 5000 | 4988.88 | 40839.12 | 0 | 0 | 23538.14 | 23538.14 | 0 | 148032.94 | 0 | 0 | 0 | 20007.419 | 0
2022010517 | 4 | 0.51143 | 51143 | 0.12188 | 6337.76 | 0.55665 | 49541.85 | 1 | 5000 | 6337.76 | 39805.24 | 0 | 0 | 9736.61 | 9736.61 | 0 | 156309.0585 | 0 | 0 | 0 | 8276.1185 | 0
2022010518 | 4 | 0.52645 | 52645 | 0.133 | 6916 | 0.1105 | 9834.5 | 1 | 5000 | 6916 | 9834.5 | 0 | 0 | 0 | 0 | 30894.5 | 125414.5585 | 30894.5 | 0 | 0 | 0 | 0
2022010519 | 4 | 0.54817 | 54817 | 0.16463 | 8560.76 | 0 | 0 | 1 | 5000 | 8560.76 | 0 | 0 | 0 | 0 | 0 | 41256.24 | 84158.3185 | 41256.24 | 0 | 0 | 0 | 0
2022010520 | 4 | 0.54569 | 54569 | 0.19062 | 9912.24 | 0 | 0 | 1 | 5000 | 9912.24 | 0 | 0 | 0 | 0 | 0 | 39656.76 | 44501.5585 | 39656.76 | 0 | 0 | 0 | 0
2022010521 | 4 | 0.53979 | 53979 | 0.23184 | 12055.68 | 0 | 0 | 1 | 5000 | 12055.68 | 0 | 0 | 0 | 0 | 0 | 36923.32 | 7578.2385 | 36923.32 | 0 | 0 | 0 | 0
2022010522 | 4 | 0.52665 | 52665 | 0.28004 | 14562.08 | 0 | 0 | 1 | 5000 | 14562.08 | 0 | 0 | 0 | 0 | 0 | 33102.92 | 0 | 7578.2385 | 0 | 0 | 0 | 25524.6815
2022010523 | 4 | 0.50467 | 50467 | 0.34716 | 18052.32 | 0 | 0 | 1 | 5000 | 18052.32 | 0 | 0 | 0 | 0 | 0 | 27414.68 | 0 | 0 | 0 | 0 | 0 | 27414.68
2022010524 | 4 | 0.48256 | 48256 | 0.41695 | 21681.4 | 0 | 0 | 1 | 5000 | 21681.4 | 0 | 0 | 0 | 0 | 0 | 21574.6 | 0 | 0 | 0 | 0 | 0 | 21574.6
2022010601 | 5 | 0.46938 | 46938 | 0.43334 | 22533.68 | 0 | 0 | 1 | 5000 | 22533.68 | 0 | 0 | 0 | 0 | 0 | 19404.32 | 0 | 0 | 0 | 0 | 0 | 19404.32
2022010602 | 5 | 0.46467 | 46467 | 0.44907 | 23351.64 | 0 | 0 | 1 | 5000 | 23351.64 | 0 | 0 | 0 | 0 | 0 | 18115.36 | 0 | 0 | 0 | 0 | 0 | 18115.36
2022010603 | 5 | 0.46721 | 46721 | 0.46328 | 24090.56 | 0 | 0 | 1 | 5000 | 24090.56 | 0 | 0 | 0 | 0 | 0 | 17630.44 | 0 | 0 | 0 | 0 | 0 | 17630.44
2022010604 | 5 | 0.47419 | 47419 | 0.43692 | 22719.84 | 0 | 0 | 1 | 5000 | 22719.84 | 0 | 0 | 0 | 0 | 0 | 19699.16 | 0 | 0 | 0 | 0 | 0 | 19699.16
2022010605 | 5 | 0.49017 | 49017 | 0.48463 | 25200.76 | 0 | 0 | 1 | 5000 | 25200.76 | 0 | 0 | 0 | 0 | 0 | 18816.24 | 0 | 0 | 0 | 0 | 0 | 18816.24
2022010606 | 5 | 0.52636 | 52636 | 0.53376 | 27755.52 | 0 | 0 | 1 | 5000 | 27755.52 | 0 | 0 | 0 | 0 | 0 | 19880.48 | 0 | 0 | 0 | 0 | 0 | 19880.48
2022010607 | 5 | 0.57531 | 57531 | 0.57179 | 29733.08 | 0 | 0 | 1 | 5000 | 29733.08 | 0 | 0 | 0 | 0 | 0 | 22797.92 | 0 | 0 | 0 | 0 | 0 | 22797.92
2022010608 | 5 | 0.6048 | 60480 | 0.59376 | 30875.52 | 0.00374 | 332.86 | 1 | 5000 | 30875.52 | 332.86 | 0 | 0 | 0 | 0 | 24271.62 | 0 | 0 | 0 | 0 | 0 | 24271.62
2022010609 | 5 | 0.60699 | 60699 | 0.57294 | 29792.88 | 0.14311 | 12736.79 | 1 | 5000 | 29792.88 | 12736.79 | 0 | 0 | 0 | 0 | 13169.33 | 0 | 0 | 0 | 0 | 0 | 13169.33
2022010610 | 5 | 0.60339 | 60339 | 0.53261 | 27695.72 | 0.32911 | 29290.79 | 1 | 5000 | 27695.72 | 27643.28 | 0 | 0 | 1647.51 | 1647.51 | 0 | 1400.3835 | 0 | 0 | 0 | 1400.3835 | 0
2022010611 | 5 | 0.59792 | 59792 | 0.50041 | 26021.32 | 0.45868 | 40822.52 | 1 | 5000 | 26021.32 | 28770.68 | 0 | 0 | 12051.84 | 12051.84 | 0 | 11644.4475 | 0 | 0 | 0 | 10244.064 | 0
2022010612 | 5 | 0.59083 | 59083 | 0.45285 | 23548.2 | 0.60042 | 53437.38 | 1 | 5000 | 23548.2 | 30534.8 | 0 | 0 | 22902.58 | 22902.58 | 0 | 31111.6405 | 0 | 0 | 0 | 19467.193 | 0
2022010613 | 5 | 0.58181 | 58181 | 0.4081 | 21221.2 | 0.6901 | 61418.9 | 1 | 5000 | 21221.2 | 31959.8 | 0 | 0 | 29459.1 | 29459.1 | 0 | 56151.8755 | 0 | 0 | 0 | 25040.235 | 0
2022010614 | 5 | 0.57344 | 57344 | 0.31856 | 16565.12 | 0.71467 | 63605.63 | 1 | 5000 | 16565.12 | 35778.88 | 0 | 0 | 27826.75 | 27826.75 | 0 | 79804.613 | 0 | 0 | 0 | 23652.7375 | 0
2022010615 | 5 | 0.56747 | 56747 | 0.23731 | 12340.12 | 0.74839 | 66606.71 | 1 | 5000 | 12340.12 | 39406.88 | 0 | 0 | 27199.83 | 27199.83 | 0 | 102924.4685 | 0 | 0 | 0 | 23119.8555 | 0
2022010616 | 5 | 0.56517 | 56517 | 0.2006 | 10431.2 | 0.73887 | 65759.43 | 1 | 5000 | 10431.2 | 41085.8 | 0 | 0 | 24673.63 | 24673.63 | 0 | 123897.054 | 0 | 0 | 0 | 20972.5855 | 0
2022010617 | 5 | 0.57441 | 57441 | 0.17672 | 9189.44 | 0.55097 | 49036.33 | 1 | 5000 | 9189.44 | 43251.56 | 0 | 0 | 5784.77 | 5784.77 | 0 | 128814.1085 | 0 | 0 | 0 | 4917.0545 | 0
2022010618 | 5 | 0.60116 | 60116 | 0.17775 | 9243 | 0.11669 | 10385.41 | 1 | 5000 | 9243 | 10385.41 | 0 | 0 | 0 | 0 | 35487.59 | 93326.5185 | 35487.59 | 0 | 0 | 0 | 0
2022010619 | 5 | 0.63522 | 63522 | 0.21454 | 11156.08 | 7e-05 | 6.23 | 1 | 5000 | 11156.08 | 6.23 | 0 | 0 | 0 | 0 | 47359.69 | 45966.8285 | 47359.69 | 0 | 0 | 0 | 0
2022010620 | 5 | 0.64013 | 64013 | 0.25706 | 13367.12 | 0 | 0 | 1 | 5000 | 13367.12 | 0 | 0 | 0 | 0 | 0 | 45645.88 | 320.9485 | 45645.88 | 0 | 0 | 0 | 0
2022010621 | 5 | 0.63978 | 63978 | 0.27986 | 14552.72 | 0 | 0 | 1 | 5000 | 14552.72 | 0 | 0 | 0 | 0 | 0 | 44425.28 | 0 | 320.9485 | 0 | 0 | 0 | 44104.3315
2022010622 | 5 | 0.63114 | 63114 | 0.29415 | 15295.8 | 0 | 0 | 1 | 5000 | 15295.8 | 0 | 0 | 0 | 0 | 0 | 42818.2 | 0 | 0 | 0 | 0 | 0 | 42818.2
2022010623 | 5 | 0.61124 | 61124 | 0.28612 | 14878.24 | 0 | 0 | 1 | 5000 | 14878.24 | 0 | 0 | 0 | 0 | 0 | 41245.76 | 0 | 0 | 0 | 0 | 0 | 41245.76
2022010624 | 5 | 0.59533 | 59533 | 0.27991 | 14555.32 | 0 | 0 | 1 | 5000 | 14555.32 | 0 | 0 | 0 | 0 | 0 | 39977.68 | 0 | 0 | 0 | 0 | 0 | 39977.68
2022010701 | 6 | 0.58485 | 58485 | 0.2689 | 13982.8 | 0 | 0 | 1 | 5000 | 13982.8 | 0 | 0 | 0 | 0 | 0 | 39502.2 | 0 | 0 | 0 | 0 | 0 | 39502.2
2022010702 | 6 | 0.58259 | 58259 | 0.26463 | 13760.76 | 0 | 0 | 1 | 5000 | 13760.76 | 0 | 0 | 0 | 0 | 0 | 39498.24 | 0 | 0 | 0 | 0 | 0 | 39498.24
2022010703 | 6 | 0.58472 | 58472 | 0.26121 | 13582.92 | 0 | 0 | 1 | 5000 | 13582.92 | 0 | 0 | 0 | 0 | 0 | 39889.08 | 0 | 0 | 0 | 0 | 0 | 39889.08
2022010704 | 6 | 0.59424 | 59424 | 0.25053 | 13027.56 | 0 | 0 | 1 | 5000 | 13027.56 | 0 | 0 | 0 | 0 | 0 | 41396.44 | 0 | 0 | 0 | 0 | 0 | 41396.44
2022010705 | 6 | 0.61062 | 61062 | 0.25205 | 13106.6 | 0 | 0 | 1 | 5000 | 13106.6 | 0 | 0 | 0 | 0 | 0 | 42955.4 | 0 | 0 | 0 | 0 | 0 | 42955.4
2022010706 | 6 | 0.6437 | 64370 | 0.26041 | 13541.32 | 0 | 0 | 1 | 5000 | 13541.32 | 0 | 0 | 0 | 0 | 0 | 45828.68 | 0 | 0 | 0 | 0 | 0 | 45828.68
2022010707 | 6 | 0.68858 | 68858 | 0.25838 | 13435.76 | 0 | 0 | 1 | 5000 | 13435.76 | 0 | 0 | 0 | 0 | 0 | 50422.24 | 0 | 0 | 0 | 0 | 0 | 50422.24
2022010708 | 6 | 0.71202 | 71202 | 0.2584 | 13436.8 | 0.0029 | 258.1 | 1 | 5000 | 13436.8 | 258.1 | 0 | 0 | 0 | 0 | 52507.1 | 0 | 0 | 0 | 0 | 0 | 52507.1
2022010709 | 6 | 0.70991 | 70991 | 0.23175 | 12051 | 0.20939 | 18635.71 | 1 | 5000 | 12051 | 18635.71 | 0 | 0 | 0 | 0 | 35304.29 | 0 | 0 | 0 | 0 | 0 | 35304.29
2022010710 | 6 | 0.69669 | 69669 | 0.18403 | 9569.56 | 0.60885 | 54187.65 | 1 | 5000 | 9569.56 | 54187.65 | 0 | 0 | 0 | 0 | 911.79 | 0 | 0 | 0 | 0 | 0 | 911.79
2022010711 | 6 | 0.67827 | 67827 | 0.18092 | 9407.84 | 0.66993 | 59623.77 | 1 | 5000 | 9407.84 | 53419.16 | 0 | 0 | 6204.61 | 6204.61 | 0 | 5273.9185 | 0 | 0 | 0 | 5273.9185 | 0
2022010712 | 6 | 0.65522 | 65522 | 0.20451 | 10634.52 | 0.64978 | 57830.42 | 1 | 5000 | 10634.52 | 49887.48 | 0 | 0 | 7942.94 | 7942.94 | 0 | 12025.4175 | 0 | 0 | 0 | 6751.499 | 0
2022010713 | 6 | 0.63208 | 63208 | 0.24803 | 12897.56 | 0.63638 | 56637.82 | 1 | 5000 | 12897.56 | 45310.44 | 0 | 0 | 11327.38 | 11327.38 | 0 | 21653.6905 | 0 | 0 | 0 | 9628.273 | 0
2022010714 | 6 | 0.616 | 61600 | 0.29461 | 15319.72 | 0.62728 | 55827.92 | 1 | 5000 | 15319.72 | 41280.28 | 0 | 0 | 14547.64 | 14547.64 | 0 | 34019.1845 | 0 | 0 | 0 | 12365.494 | 0
2022010715 | 6 | 0.60507 | 60507 | 0.32405 | 16850.6 | 0.63264 | 56304.96 | 1 | 5000 | 16850.6 | 38656.4 | 0 | 0 | 17648.56 | 17648.56 | 0 | 49020.4605 | 0 | 0 | 0 | 15001.276 | 0
2022010716 | 6 | 0.60758 | 60758 | 0.35278 | 18344.56 | 0.62321 | 55465.69 | 1 | 5000 | 18344.56 | 37413.44 | 0 | 0 | 18052.25 | 18052.25 | 0 | 64364.873 | 0 | 0 | 0 | 15344.4125 | 0
2022010717 | 6 | 0.61528 | 61528 | 0.38388 | 19961.76 | 0.48484 | 43150.76 | 1 | 5000 | 19961.76 | 36566.24 | 0 | 0 | 6584.52 | 6584.52 | 0 | 69961.715 | 0 | 0 | 0 | 5596.842 | 0
2022010718 | 6 | 0.62665 | 62665 | 0.40896 | 21265.92 | 0.11119 | 9895.91 | 1 | 5000 | 21265.92 | 9895.91 | 0 | 0 | 0 | 0 | 26503.17 | 43458.545 | 26503.17 | 0 | 0 | 0 | 0
2022010719 | 6 | 0.64017 | 64017 | 0.50167 | 26086.84 | 9e-05 | 8.01 | 1 | 5000 | 26086.84 | 8.01 | 0 | 0 | 0 | 0 | 32922.15 | 10536.395 | 32922.15 | 0 | 0 | 0 | 0
2022010720 | 6 | 0.6328 | 63280 | 0.57189 | 29738.28 | 0 | 0 | 1 | 5000 | 29738.28 | 0 | 0 | 0 | 0 | 0 | 28541.72 | 0 | 10536.395 | 0 | 0 | 0 | 18005.325
2022010721 | 6 | 0.61957 | 61957 | 0.56964 | 29621.28 | 0 | 0 | 1 | 5000 | 29621.28 | 0 | 0 | 0 | 0 | 0 | 27335.72 | 0 | 0 | 0 | 0 | 0 | 27335.72
2022010722 | 6 | 0.60063 | 60063 | 0.57402 | 29849.04 | 0 | 0 | 1 | 5000 | 29849.04 | 0 | 0 | 0 | 0 | 0 | 25213.96 | 0 | 0 | 0 | 0 | 0 | 25213.96
2022010723 | 6 | 0.57512 | 57512 | 0.57121 | 29702.92 | 0 | 0 | 1 | 5000 | 29702.92 | 0 | 0 | 0 | 0 | 0 | 22809.08 | 0 | 0 | 0 | 0 | 0 | 22809.08
2022010724 | 6 | 0.55 | 55000 | 0.56851 | 29562.52 | 0 | 0 | 1 | 5000 | 29562.52 | 0 | 0 | 0 | 0 | 0 | 20437.48 | 0 | 0 | 0 | 0 | 0 | 20437.48
2022010801 | 7 | 0.52779 | 52779 | 0.56389 | 29322.28 | 0 | 0 | 1 | 5000 | 29322.28 | 0 | 0 | 0 | 0 | 0 | 18456.72 | 0 | 0 | 0 | 0 | 0 | 18456.72
2022010802 | 7 | 0.51423 | 51423 | 0.55874 | 29054.48 | 0 | 0 | 1 | 5000 | 29054.48 | 0 | 0 | 0 | 0 | 0 | 17368.52 | 0 | 0 | 0 | 0 | 0 | 17368.52
2022010803 | 7 | 0.50499 | 50499 | 0.55732 | 28980.64 | 0 | 0 | 1 | 5000 | 28980.64 | 0 | 0 | 0 | 0 | 0 | 16518.36 | 0 | 0 | 0 | 0 | 0 | 16518.36
2022010804 | 7 | 0.50118 | 50118 | 0.55606 | 28915.12 | 0 | 0 | 1 | 5000 | 28915.12 | 0 | 0 | 0 | 0 | 0 | 16202.88 | 0 | 0 | 0 | 0 | 0 | 16202.88
2022010805 | 7 | 0.50042 | 50042 | 0.5556 | 28891.2 | 0 | 0 | 1 | 5000 | 28891.2 | 0 | 0 | 0 | 0 | 0 | 16150.8 | 0 | 0 | 0 | 0 | 0 | 16150.8
2022010806 | 7 | 0.50747 | 50747 | 0.54638 | 28411.76 | 0 | 0 | 1 | 5000 | 28411.76 | 0 | 0 | 0 | 0 | 0 | 17335.24 | 0 | 0 | 0 | 0 | 0 | 17335.24
2022010807 | 7 | 0.51935 | 51935 | 0.52416 | 27256.32 | 0 | 0 | 1 | 5000 | 27256.32 | 0 | 0 | 0 | 0 | 0 | 19678.68 | 0 | 0 | 0 | 0 | 0 | 19678.68
2022010808 | 7 | 0.53227 | 53227 | 0.51296 | 26673.92 | 0.00058 | 51.62 | 1 | 5000 | 26673.92 | 51.62 | 0 | 0 | 0 | 0 | 21501.46 | 0 | 0 | 0 | 0 | 0 | 21501.46
2022010809 | 7 | 0.54664 | 54664 | 0.51136 | 26590.72 | 0.13418 | 11942.02 | 1 | 5000 | 26590.72 | 11942.02 | 0 | 0 | 0 | 0 | 11131.26 | 0 | 0 | 0 | 0 | 0 | 11131.26
2022010810 | 7 | 0.55593 | 55593 | 0.45729 | 23779.08 | 0.33434 | 29756.26 | 1 | 5000 | 23779.08 | 26813.92 | 0 | 0 | 2942.34 | 2942.34 | 0 | 2500.989 | 0 | 0 | 0 | 2500.989 | 0
2022010811 | 7 | 0.56022 | 56022 | 0.42901 | 22308.52 | 0.46122 | 41048.58 | 1 | 5000 | 22308.52 | 28713.48 | 0 | 0 | 12335.1 | 12335.1 | 0 | 12985.824 | 0 | 0 | 0 | 10484.835 | 0
2022010812 | 7 | 0.55682 | 55682 | 0.41683 | 21675.16 | 0.51149 | 45522.61 | 1 | 5000 | 21675.16 | 29006.84 | 0 | 0 | 16515.77 | 16515.77 | 0 | 27024.2285 | 0 | 0 | 0 | 14038.4045 | 0
2022010813 | 7 | 0.5501 | 55010 | 0.41724 | 21696.48 | 0.51636 | 45956.04 | 1 | 5000 | 21696.48 | 28313.52 | 0 | 0 | 17642.52 | 17642.52 | 0 | 42020.3705 | 0 | 0 | 0 | 14996.142 | 0
2022010814 | 7 | 0.54064 | 54064 | 0.41573 | 21617.96 | 0.49328 | 43901.92 | 1 | 5000 | 21617.96 | 27446.04 | 0 | 0 | 16455.88 | 16455.88 | 0 | 56007.8685 | 0 | 0 | 0 | 13987.498 | 0
2022010815 | 7 | 0.53087 | 53087 | 0.40179 | 20893.08 | 0.53532 | 47643.48 | 1 | 5000 | 20893.08 | 27193.92 | 0 | 0 | 20449.56 | 20449.56 | 0 | 73389.9945 | 0 | 0 | 0 | 17382.126 | 0
2022010816 | 7 | 0.52363 | 52363 | 0.39404 | 20490.08 | 0.56412 | 50206.68 | 1 | 5000 | 20490.08 | 26872.92 | 0 | 0 | 23333.76 | 23333.76 | 0 | 93223.6905 | 0 | 0 | 0 | 19833.696 | 0
2022010817 | 7 | 0.52128 | 52128 | 0.4025 | 20930 | 0.46423 | 41316.47 | 1 | 5000 | 20930 | 26198 | 0 | 0 | 15118.47 | 15118.47 | 0 | 106074.39 | 0 | 0 | 0 | 12850.6995 | 0
2022010818 | 7 | 0.52614 | 52614 | 0.36453 | 18955.56 | 0.12758 | 11354.62 | 1 | 5000 | 18955.56 | 11354.62 | 0 | 0 | 0 | 0 | 17303.82 | 88770.57 | 17303.82 | 0 | 0 | 0 | 0
2022010819 | 7 | 0.53425 | 53425 | 0.35636 | 18530.72 | 0.02108 | 1876.12 | 1 | 5000 | 18530.72 | 1876.12 | 0 | 0 | 0 | 0 | 28018.16 | 60752.41 | 28018.16 | 0 | 0 | 0 | 0
2022010820 | 7 | 0.52696 | 52696 | 0.39954 | 20776.08 | 0.00608 | 541.12 | 1 | 5000 | 20776.08 | 541.12 | 0 | 0 | 0 | 0 | 26378.8 | 34373.61 | 26378.8 | 0 | 0 | 0 | 0
2022010821 | 7 | 0.51602 | 51602 | 0.45898 | 23866.96 | 0 | 0 | 1 | 5000 | 23866.96 | 0 | 0 | 0 | 0 | 0 | 22735.04 | 11638.57 | 22735.04 | 0 | 0 | 0 | 0
2022010822 | 7 | 0.50474 | 50474 | 0.50275 | 26143 | 0 | 0 | 1 | 5000 | 26143 | 0 | 0 | 0 | 0 | 0 | 19331 | 0 | 11638.57 | 0 | 0 | 0 | 7692.43
2022010823 | 7 | 0.48837 | 48837 | 0.53517 | 27828.84 | 0 | 0 | 1 | 5000 | 27828.84 | 0 | 0 | 0 | 0 | 0 | 16008.16 | 0 | 0 | 0 | 0 | 0 | 16008.16
2022010824 | 7 | 0.46887 | 46887 | 0.51555 | 26808.6 | 0 | 0 | 1 | 5000 | 26808.6 | 0 | 0 | 0 | 0 | 0 | 15078.4 | 0 | 0 | 0 | 0 | 0 | 15078.4
2022010901 | 1 | 0.45116 | 45116 | 0.49398 | 25686.96 | 0 | 0 | 1 | 5000 | 25686.96 | 0 | 0 | 0 | 0 | 0 | 14429.04 | 0 | 0 | 0 | 0 | 0 | 14429.04
2022010902 | 1 | 0.43923 | 43923 | 0.50027 | 26014.04 | 0 | 0 | 1 | 5000 | 26014.04 | 0 | 0 | 0 | 0 | 0 | 12908.96 | 0 | 0 | 0 | 0 | 0 | 12908.96
2022010903 | 1 | 0.4333 | 43330 | 0.52784 | 27447.68 | 0 | 0 | 1 | 5000 | 27447.68 | 0 | 0 | 0 | 0 | 0 | 10882.32 | 0 | 0 | 0 | 0 | 0 | 10882.32
2022010904 | 1 | 0.43208 | 43208 | 0.55528 | 28874.56 | 0 | 0 | 1 | 5000 | 28874.56 | 0 | 0 | 0 | 0 | 0 | 9333.44 | 0 | 0 | 0 | 0 | 0 | 9333.44
2022010905 | 1 | 0.43289 | 43289 | 0.5665 | 29458 | 0 | 0 | 1 | 5000 | 29458 | 0 | 0 | 0 | 0 | 0 | 8831 | 0 | 0 | 0 | 0 | 0 | 8831
2022010906 | 1 | 0.4399 | 43990 | 0.58852 | 30603.04 | 0 | 0 | 1 | 5000 | 30603.04 | 0 | 0 | 0 | 0 | 0 | 8386.96 | 0 | 0 | 0 | 0 | 0 | 8386.96
2022010907 | 1 | 0.45152 | 45152 | 0.59525 | 30953 | 0 | 0 | 1 | 5000 | 30953 | 0 | 0 | 0 | 0 | 0 | 9199 | 0 | 0 | 0 | 0 | 0 | 9199
2022010908 | 1 | 0.46606 | 46606 | 0.59738 | 31063.76 | 0.00135 | 120.15 | 1 | 5000 | 31063.76 | 120.15 | 0 | 0 | 0 | 0 | 10422.09 | 0 | 0 | 0 | 0 | 0 | 10422.09
2022010909 | 1 | 0.48308 | 48308 | 0.58704 | 30526.08 | 0.05031 | 4477.59 | 1 | 5000 | 30526.08 | 4477.59 | 0 | 0 | 0 | 0 | 8304.33 | 0 | 0 | 0 | 0 | 0 | 8304.33
2022010910 | 1 | 0.50299 | 50299 | 0.56178 | 29212.56 | 0.11767 | 10472.63 | 1 | 5000 | 29212.56 | 10472.63 | 0 | 0 | 0 | 0 | 5613.81 | 0 | 0 | 0 | 0 | 0 | 5613.81
2022010911 | 1 | 0.51795 | 51795 | 0.5616 | 29203.2 | 0.16042 | 14277.38 | 1 | 5000 | 29203.2 | 14277.38 | 0 | 0 | 0 | 0 | 3314.42 | 0 | 0 | 0 | 0 | 0 | 3314.42
2022010912 | 1 | 0.52877 | 52877 | 0.55322 | 28767.44 | 0.24336 | 21659.04 | 1 | 5000 | 28767.44 | 19109.56 | 0 | 0 | 2549.48 | 2549.48 | 0 | 2167.058 | 0 | 0 | 0 | 2167.058 | 0
2022010913 | 1 | 0.5316 | 53160 | 0.51374 | 26714.48 | 0.35837 | 31894.93 | 1 | 5000 | 26714.48 | 21445.52 | 0 | 0 | 10449.41 | 10449.41 | 0 | 11049.0565 | 0 | 0 | 0 | 8881.9985 | 0
2022010914 | 1 | 0.53366 | 53366 | 0.50723 | 26375.96 | 0.42775 | 38069.75 | 1 | 5000 | 26375.96 | 21990.04 | 0 | 0 | 16079.71 | 16079.71 | 0 | 24716.81 | 0 | 0 | 0 | 13667.7535 | 0
2022010915 | 1 | 0.53116 | 53116 | 0.49061 | 25511.72 | 0.43372 | 38601.08 | 1 | 5000 | 25511.72 | 22604.28 | 0 | 0 | 15996.8 | 15996.8 | 0 | 38314.09 | 0 | 0 | 0 | 13597.28 | 0
2022010916 | 1 | 0.52676 | 52676 | 0.49973 | 25985.96 | 0.36632 | 32602.48 | 1 | 5000 | 25985.96 | 21690.04 | 0 | 0 | 10912.44 | 10912.44 | 0 | 47589.664 | 0 | 0 | 0 | 9275.574 | 0
2022010917 | 1 | 0.52776 | 52776 | 0.4939 | 25682.8 | 0.23419 | 20842.91 | 1 | 5000 | 25682.8 | 20842.91 | 0 | 0 | 0 | 0 | 1250.29 | 46339.374 | 1250.29 | 0 | 0 | 0 | 0
2022010918 | 1 | 0.54314 | 54314 | 0.47054 | 24468.08 | 0.04226 | 3761.14 | 1 | 5000 | 24468.08 | 3761.14 | 0 | 0 | 0 | 0 | 21084.78 | 25254.594 | 21084.78 | 0 | 0 | 0 | 0
2022010919 | 1 | 0.56608 | 56608 | 0.4538 | 23597.6 | 0 | 0 | 1 | 5000 | 23597.6 | 0 | 0 | 0 | 0 | 0 | 28010.4 | 0 | 25254.594 | 0 | 0 | 0 | 2755.806
2022010920 | 1 | 0.56886 | 56886 | 0.47963 | 24940.76 | 0 | 0 | 1 | 5000 | 24940.76 | 0 | 0 | 0 | 0 | 0 | 26945.24 | 0 | 0 | 0 | 0 | 0 | 26945.24
2022010921 | 1 | 0.56273 | 56273 | 0.48162 | 25044.24 | 0 | 0 | 1 | 5000 | 25044.24 | 0 | 0 | 0 | 0 | 0 | 26228.76 | 0 | 0 | 0 | 0 | 0 | 26228.76
2022010922 | 1 | 0.55094 | 55094 | 0.50316 | 26164.32 | 0 | 0 | 1 | 5000 | 26164.32 | 0 | 0 | 0 | 0 | 0 | 23929.68 | 0 | 0 | 0 | 0 | 0 | 23929.68
2022010923 | 1 | 0.52934 | 52934 | 0.47255 | 24572.6 | 0 | 0 | 1 | 5000 | 24572.6 | 0 | 0 | 0 | 0 | 0 | 23361.4 | 0 | 0 | 0 | 0 | 0 | 23361.4
2022010924 | 1 | 0.50858 | 50858 | 0.44659 | 23222.68 | 0 | 0 | 1 | 5000 | 23222.68 | 0 | 0 | 0 | 0 | 0 | 22635.32 | 0 | 0 | 0 | 0 | 0 | 22635.32
2022011001 | 2 | 0.49479 | 49479 | 0.42945 | 22331.4 | 0 | 0 | 1 | 5000 | 22331.4 | 0 | 0 | 0 | 0 | 0 | 22147.6 | 0 | 0 | 0 | 0 | 0 | 22147.6
2022011002 | 2 | 0.49103 | 49103 | 0.41829 | 21751.08 | 0 | 0 | 1 | 5000 | 21751.08 | 0 | 0 | 0 | 0 | 0 | 22351.92 | 0 | 0 | 0 | 0 | 0 | 22351.92
2022011003 | 2 | 0.49345 | 49345 | 0.40851 | 21242.52 | 0 | 0 | 1 | 5000 | 21242.52 | 0 | 0 | 0 | 0 | 0 | 23102.48 | 0 | 0 | 0 | 0 | 0 | 23102.48
2022011004 | 2 | 0.50022 | 50022 | 0.40016 | 20808.32 | 0 | 0 | 1 | 5000 | 20808.32 | 0 | 0 | 0 | 0 | 0 | 24213.68 | 0 | 0 | 0 | 0 | 0 | 24213.68
2022011005 | 2 | 0.51712 | 51712 | 0.34294 | 17832.88 | 0 | 0 | 1 | 5000 | 17832.88 | 0 | 0 | 0 | 0 | 0 | 28879.12 | 0 | 0 | 0 | 0 | 0 | 28879.12
2022011006 | 2 | 0.55359 | 55359 | 0.32968 | 17143.36 | 0 | 0 | 1 | 5000 | 17143.36 | 0 | 0 | 0 | 0 | 0 | 33215.64 | 0 | 0 | 0 | 0 | 0 | 33215.64
2022011007 | 2 | 0.60716 | 60716 | 0.32267 | 16778.84 | 0 | 0 | 1 | 5000 | 16778.84 | 0 | 0 | 0 | 0 | 0 | 38937.16 | 0 | 0 | 0 | 0 | 0 | 38937.16
2022011008 | 2 | 0.63906 | 63906 | 0.27499 | 14299.48 | 0.00343 | 305.27 | 1 | 5000 | 14299.48 | 305.27 | 0 | 0 | 0 | 0 | 44301.25 | 0 | 0 | 0 | 0 | 0 | 44301.25
2022011009 | 2 | 0.64012 | 64012 | 0.23003 | 11961.56 | 0.11373 | 10121.97 | 1 | 5000 | 11961.56 | 10121.97 | 0 | 0 | 0 | 0 | 36928.47 | 0 | 0 | 0 | 0 | 0 | 36928.47
2022011010 | 2 | 0.62526 | 62526 | 0.18591 | 9667.32 | 0.3229 | 28738.1 | 1 | 5000 | 9667.32 | 28738.1 | 0 | 0 | 0 | 0 | 19120.58 | 0 | 0 | 0 | 0 | 0 | 19120.58
2022011011 | 2 | 0.60658 | 60658 | 0.15808 | 8220.16 | 0.40032 | 35628.48 | 1 | 5000 | 8220.16 | 35628.48 | 0 | 0 | 0 | 0 | 11809.36 | 0 | 0 | 0 | 0 | 0 | 11809.36
2022011012 | 2 | 0.58501 | 58501 | 0.14008 | 7284.16 | 0.49136 | 43731.04 | 1 | 5000 | 7284.16 | 43731.04 | 0 | 0 | 0 | 0 | 2485.8 | 0 | 0 | 0 | 0 | 0 | 2485.8
2022011013 | 2 | 0.56504 | 56504 | 0.11889 | 6182.28 | 0.49715 | 44246.35 | 1 | 5000 | 6182.28 | 44246.35 | 0 | 0 | 0 | 0 | 1075.37 | 0 | 0 | 0 | 0 | 0 | 1075.37
2022011014 | 2 | 0.54923 | 54923 | 0.11353 | 5903.56 | 0.50225 | 44700.25 | 1 | 5000 | 5903.56 | 44019.44 | 0 | 0 | 680.81 | 680.81 | 0 | 578.6885 | 0 | 0 | 0 | 578.6885 | 0
2022011015 | 2 | 0.534 | 53400 | 0.1129 | 5870.8 | 0.51852 | 46148.28 | 1 | 5000 | 5870.8 | 42529.2 | 0 | 0 | 3619.08 | 3619.08 | 0 | 3654.9065 | 0 | 0 | 0 | 3076.218 | 0
2022011016 | 2 | 0.52596 | 52596 | 0.10656 | 5541.12 | 0.41455 | 36894.95 | 1 | 5000 | 5541.12 | 36894.95 | 0 | 0 | 0 | 0 | 5159.93 | 0 | 3654.9065 | 0 | 0 | 0 | 1505.0235
2022011017 | 2 | 0.53356 | 53356 | 0.09115 | 4739.8 | 0.28413 | 25287.57 | 1 | 5000 | 4739.8 | 25287.57 | 0 | 0 | 0 | 0 | 18328.63 | 0 | 0 | 0 | 0 | 0 | 18328.63
2022011018 | 2 | 0.56093 | 56093 | 0.08063 | 4192.76 | 0.04311 | 3836.79 | 1 | 5000 | 4192.76 | 3836.79 | 0 | 0 | 0 | 0 | 43063.45 | 0 | 0 | 0 | 0 | 0 | 43063.45
2022011019 | 2 | 0.59521 | 59521 | 0.09564 | 4973.28 | 0 | 0 | 1 | 5000 | 4973.28 | 0 | 0 | 0 | 0 | 0 | 49547.72 | 0 | 0 | 0 | 0 | 0 | 49547.72
2022011020 | 2 | 0.59962 | 59962 | 0.13359 | 6946.68 | 0 | 0 | 1 | 5000 | 6946.68 | 0 | 0 | 0 | 0 | 0 | 48015.32 | 0 | 0 | 0 | 0 | 0 | 48015.32
2022011021 | 2 | 0.59874 | 59874 | 0.15336 | 7974.72 | 0 | 0 | 1 | 5000 | 7974.72 | 0 | 0 | 0 | 0 | 0 | 46899.28 | 0 | 0 | 0 | 0 | 0 | 46899.28
2022011022 | 2 | 0.58797 | 58797 | 0.17149 | 8917.48 | 0 | 0 | 1 | 5000 | 8917.48 | 0 | 0 | 0 | 0 | 0 | 44879.52 | 0 | 0 | 0 | 0 | 0 | 44879.52
2022011023 | 2 | 0.56541 | 56541 | 0.18238 | 9483.76 | 0 | 0 | 1 | 5000 | 9483.76 | 0 | 0 | 0 | 0 | 0 | 42057.24 | 0 | 0 | 0 | 0 | 0 | 42057.24
2022011024 | 2 | 0.54649 | 54649 | 0.20122 | 10463.44 | 0 | 0 | 1 | 5000 | 10463.44 | 0 | 0 | 0 | 0 | 0 | 39185.56 | 0 | 0 | 0 | 0 | 0 | 39185.56
2022011101 | 3 | 0.53341 | 53341 | 0.21655 | 11260.6 | 0 | 0 | 1 | 5000 | 11260.6 | 0 | 0 | 0 | 0 | 0 | 37080.4 | 0 | 0 | 0 | 0 | 0 | 37080.4
2022011102 | 3 | 0.53186 | 53186 | 0.26195 | 13621.4 | 0 | 0 | 1 | 5000 | 13621.4 | 0 | 0 | 0 | 0 | 0 | 34564.6 | 0 | 0 | 0 | 0 | 0 | 34564.6
2022011103 | 3 | 0.53393 | 53393 | 0.28614 | 14879.28 | 0 | 0 | 1 | 5000 | 14879.28 | 0 | 0 | 0 | 0 | 0 | 33513.72 | 0 | 0 | 0 | 0 | 0 | 33513.72
2022011104 | 3 | 0.54224 | 54224 | 0.30118 | 15661.36 | 0 | 0 | 1 | 5000 | 15661.36 | 0 | 0 | 0 | 0 | 0 | 33562.64 | 0 | 0 | 0 | 0 | 0 | 33562.64
2022011105 | 3 | 0.55631 | 55631 | 0.28956 | 15057.12 | 0 | 0 | 1 | 5000 | 15057.12 | 0 | 0 | 0 | 0 | 0 | 35573.88 | 0 | 0 | 0 | 0 | 0 | 35573.88
2022011106 | 3 | 0.59234 | 59234 | 0.28439 | 14788.28 | 0 | 0 | 1 | 5000 | 14788.28 | 0 | 0 | 0 | 0 | 0 | 39445.72 | 0 | 0 | 0 | 0 | 0 | 39445.72
2022011107 | 3 | 0.64194 | 64194 | 0.2951 | 15345.2 | 0 | 0 | 1 | 5000 | 15345.2 | 0 | 0 | 0 | 0 | 0 | 43848.8 | 0 | 0 | 0 | 0 | 0 | 43848.8
2022011108 | 3 | 0.66541 | 66541 | 0.30919 | 16077.88 | 0.00463 | 412.07 | 1 | 5000 | 16077.88 | 412.07 | 0 | 0 | 0 | 0 | 45051.05 | 0 | 0 | 0 | 0 | 0 | 45051.05
2022011109 | 3 | 0.65497 | 65497 | 0.28956 | 15057.12 | 0.10511 | 9354.79 | 1 | 5000 | 15057.12 | 9354.79 | 0 | 0 | 0 | 0 | 36085.09 | 0 | 0 | 0 | 0 | 0 | 36085.09
2022011110 | 3 | 0.63188 | 63188 | 0.24622 | 12803.44 | 0.32642 | 29051.38 | 1 | 5000 | 12803.44 | 29051.38 | 0 | 0 | 0 | 0 | 16333.18 | 0 | 0 | 0 | 0 | 0 | 16333.18
2022011111 | 3 | 0.6094 | 60940 | 0.25071 | 13036.92 | 0.41488 | 36924.32 | 1 | 5000 | 13036.92 | 36924.32 | 0 | 0 | 0 | 0 | 5978.76 | 0 | 0 | 0 | 0 | 0 | 5978.76
2022011112 | 3 | 0.59371 | 59371 | 0.29531 | 15356.12 | 0.51618 | 45940.02 | 1 | 5000 | 15356.12 | 39014.88 | 0 | 0 | 6925.14 | 6925.14 | 0 | 5886.369 | 0 | 0 | 0 | 5886.369 | 0
2022011113 | 3 | 0.57866 | 57866 | 0.29648 | 15416.96 | 0.53312 | 47447.68 | 1 | 5000 | 15416.96 | 37449.04 | 0 | 0 | 9998.64 | 9998.64 | 0 | 14385.213 | 0 | 0 | 0 | 8498.844 | 0
2022011114 | 3 | 0.56651 | 56651 | 0.31478 | 16368.56 | 0.53103 | 47261.67 | 1 | 5000 | 16368.56 | 35282.44 | 0 | 0 | 11979.23 | 11979.23 | 0 | 24567.5585 | 0 | 0 | 0 | 10182.3455 | 0
2022011115 | 3 | 0.5573 | 55730 | 0.32964 | 17141.28 | 0.57562 | 51230.18 | 1 | 5000 | 17141.28 | 33588.72 | 0 | 0 | 17641.46 | 17641.46 | 0 | 39562.7995 | 0 | 0 | 0 | 14995.241 | 0
2022011116 | 3 | 0.55656 | 55656 | 0.30524 | 15872.48 | 0.5475 | 48727.5 | 1 | 5000 | 15872.48 | 34783.52 | 0 | 0 | 13943.98 | 13943.98 | 0 | 51415.1825 | 0 | 0 | 0 | 11852.383 | 0
2022011117 | 3 | 0.56657 | 56657 | 0.25514 | 13267.28 | 0.33952 | 30217.28 | 1 | 5000 | 13267.28 | 30217.28 | 0 | 0 | 0 | 0 | 8172.44 | 43242.7425 | 8172.44 | 0 | 0 | 0 | 0
2022011118 | 3 | 0.58724 | 58724 | 0.21008 | 10924.16 | 0.07152 | 6365.28 | 1 | 5000 | 10924.16 | 6365.28 | 0 | 0 | 0 | 0 | 36434.56 | 6808.1825 | 36434.56 | 0 | 0 | 0 | 0
2022011119 | 3 | 0.60572 | 60572 | 0.25595 | 13309.4 | 0.00026 | 23.14 | 1 | 5000 | 13309.4 | 23.14 | 0 | 0 | 0 | 0 | 42239.46 | 0 | 6808.1825 | 0 | 0 | 0 | 35431.2775
2022011120 | 3 | 0.60356 | 60356 | 0.33679 | 17513.08 | 0 | 0 | 1 | 5000 | 17513.08 | 0 | 0 | 0 | 0 | 0 | 37842.92 | 0 | 0 | 0 | 0 | 0 | 37842.92
2022011121 | 3 | 0.59739 | 59739 | 0.39771 | 20680.92 | 0 | 0 | 1 | 5000 | 20680.92 | 0 | 0 | 0 | 0 | 0 | 34058.08 | 0 | 0 | 0 | 0 | 0 | 34058.08
2022011122 | 3 | 0.57923 | 57923 | 0.41142 | 21393.84 | 0 | 0 | 1 | 5000 | 21393.84 | 0 | 0 | 0 | 0 | 0 | 31529.16 | 0 | 0 | 0 | 0 | 0 | 31529.16
2022011123 | 3 | 0.54956 | 54956 | 0.4088 | 21257.6 | 0 | 0 | 1 | 5000 | 21257.6 | 0 | 0 | 0 | 0 | 0 | 28698.4 | 0 | 0 | 0 | 0 | 0 | 28698.4
2022011124 | 3 | 0.52311 | 52311 | 0.40946 | 21291.92 | 0 | 0 | 1 | 5000 | 21291.92 | 0 | 0 | 0 | 0 | 0 | 26019.08 | 0 | 0 | 0 | 0 | 0 | 26019.08
2022011201 | 4 | 0.50715 | 50715 | 0.39785 | 20688.2 | 0 | 0 | 1 | 5000 | 20688.2 | 0 | 0 | 0 | 0 | 0 | 25026.8 | 0 | 0 | 0 | 0 | 0 | 25026.8
2022011202 | 4 | 0.49972 | 49972 | 0.37416 | 19456.32 | 0 | 0 | 1 | 5000 | 19456.32 | 0 | 0 | 0 | 0 | 0 | 25515.68 | 0 | 0 | 0 | 0 | 0 | 25515.68
2022011203 | 4 | 0.49596 | 49596 | 0.35619 | 18521.88 | 0 | 0 | 1 | 5000 | 18521.88 | 0 | 0 | 0 | 0 | 0 | 26074.12 | 0 | 0 | 0 | 0 | 0 | 26074.12
2022011204 | 4 | 0.50032 | 50032 | 0.33063 | 17192.76 | 0 | 0 | 1 | 5000 | 17192.76 | 0 | 0 | 0 | 0 | 0 | 27839.24 | 0 | 0 | 0 | 0 | 0 | 27839.24
2022011205 | 4 | 0.51409 | 51409 | 0.2951 | 15345.2 | 0 | 0 | 1 | 5000 | 15345.2 | 0 | 0 | 0 | 0 | 0 | 31063.8 | 0 | 0 | 0 | 0 | 0 | 31063.8
2022011206 | 4 | 0.54515 | 54515 | 0.25562 | 13292.24 | 0 | 0 | 1 | 5000 | 13292.24 | 0 | 0 | 0 | 0 | 0 | 36222.76 | 0 | 0 | 0 | 0 | 0 | 36222.76
2022011207 | 4 | 0.58954 | 58954 | 0.23353 | 12143.56 | 0 | 0 | 1 | 5000 | 12143.56 | 0 | 0 | 0 | 0 | 0 | 41810.44 | 0 | 0 | 0 | 0 | 0 | 41810.44
2022011208 | 4 | 0.61428 | 61428 | 0.19859 | 10326.68 | 0.00136 | 121.04 | 1 | 5000 | 10326.68 | 121.04 | 0 | 0 | 0 | 0 | 45980.28 | 0 | 0 | 0 | 0 | 0 | 45980.28
2022011209 | 4 | 0.60955 | 60955 | 0.17275 | 8983 | 0.20424 | 18177.36 | 1 | 5000 | 8983 | 18177.36 | 0 | 0 | 0 | 0 | 28794.64 | 0 | 0 | 0 | 0 | 0 | 28794.64
2022011210 | 4 | 0.59382 | 59382 | 0.10943 | 5690.36 | 0.6113 | 54405.7 | 1 | 5000 | 5690.36 | 48691.64 | 0 | 0 | 5714.06 | 5714.06 | 0 | 4856.951 | 0 | 0 | 0 | 4856.951 | 0
2022011211 | 4 | 0.57731 | 57731 | 0.07156 | 3721.12 | 0.67101 | 59719.89 | 1 | 5000 | 3721.12 | 49009.88 | 0 | 0 | 10710.01 | 10710.01 | 0 | 13960.4595 | 0 | 0 | 0 | 9103.5085 | 0
2022011212 | 4 | 0.5579 | 55790 | 0.05723 | 2975.96 | 0.67133 | 59748.37 | 1 | 5000 | 2975.96 | 47814.04 | 0 | 0 | 11934.33 | 11934.33 | 0 | 24104.64 | 0 | 0 | 0 | 10144.1805 | 0
2022011213 | 4 | 0.53874 | 53874 | 0.05782 | 3006.64 | 0.65504 | 58298.56 | 1 | 5000 | 3006.64 | 45867.36 | 0 | 0 | 12431.2 | 12431.2 | 0 | 34671.16 | 0 | 0 | 0 | 10566.52 | 0
2022011214 | 4 | 0.52102 | 52102 | 0.06738 | 3503.76 | 0.6748 | 60057.2 | 1 | 5000 | 3503.76 | 43598.24 | 0 | 0 | 16458.96 | 16458.96 | 0 | 48661.276 | 0 | 0 | 0 | 13990.116 | 0
2022011215 | 4 | 0.50862 | 50862 | 0.0532 | 2766.4 | 0.69551 | 61900.39 | 1 | 5000 | 2766.4 | 43095.6 | 0 | 0 | 18804.79 | 18804.79 | 0 | 64645.3475 | 0 | 0 | 0 | 15984.0715 | 0
2022011216 | 4 | 0.50379 | 50379 | 0.03379 | 1757.08 | 0.72545 | 64565.05 | 1 | 5000 | 1757.08 | 43621.92 | 0 | 0 | 20943.13 | 20943.13 | 0 | 82447.008 | 0 | 0 | 0 | 17801.6605 | 0
2022011217 | 4 | 0.50796 | 50796 | 0.02284 | 1187.68 | 0.58879 | 52402.31 | 1 | 5000 | 1187.68 | 44608.32 | 0 | 0 | 7793.99 | 7793.99 | 0 | 89071.8995 | 0 | 0 | 0 | 6624.8915 | 0
2022011218 | 4 | 0.52654 | 52654 | 0.02504 | 1302.08 | 0.1457 | 12967.3 | 1 | 5000 | 1302.08 | 12967.3 | 0 | 0 | 0 | 0 | 33384.62 | 55687.2795 | 33384.62 | 0 | 0 | 0 | 0
2022011219 | 4 | 0.55246 | 55246 | 0.02487 | 1293.24 | 0 | 0 | 1 | 5000 | 1293.24 | 0 | 0 | 0 | 0 | 0 | 48952.76 | 6734.5195 | 48952.76 | 0 | 0 | 0 | 0
2022011220 | 4 | 0.55401 | 55401 | 0.03045 | 1583.4 | 0 | 0 | 1 | 5000 | 1583.4 | 0 | 0 | 0 | 0 | 0 | 48817.6 | 0 | 6734.5195 | 0 | 0 | 0 | 42083.0805
2022011221 | 4 | 0.55109 | 55109 | 0.03511 | 1825.72 | 0 | 0 | 1 | 5000 | 1825.72 | 0 | 0 | 0 | 0 | 0 | 48283.28 | 0 | 0 | 0 | 0 | 0 | 48283.28
2022011222 | 4 | 0.53998 | 53998 | 0.03511 | 1825.72 | 0 | 0 | 1 | 5000 | 1825.72 | 0 | 0 | 0 | 0 | 0 | 47172.28 | 0 | 0 | 0 | 0 | 0 | 47172.28
2022011223 | 4 | 0.51868 | 51868 | 0.03755 | 1952.6 | 0 | 0 | 1 | 5000 | 1952.6 | 0 | 0 | 0 | 0 | 0 | 44915.4 | 0 | 0 | 0 | 0 | 0 | 44915.4
2022011224 | 4 | 0.49963 | 49963 | 0.05239 | 2724.28 | 0 | 0 | 1 | 5000 | 2724.28 | 0 | 0 | 0 | 0 | 0 | 42238.72 | 0 | 0 | 0 | 0 | 0 | 42238.72
2022011301 | 5 | 0.48912 | 48912 | 0.06838 | 3555.76 | 0 | 0 | 1 | 5000 | 3555.76 | 0 | 0 | 0 | 0 | 0 | 40356.24 | 0 | 0 | 0 | 0 | 0 | 40356.24
2022011302 | 5 | 0.48515 | 48515 | 0.08516 | 4428.32 | 0 | 0 | 1 | 5000 | 4428.32 | 0 | 0 | 0 | 0 | 0 | 39086.68 | 0 | 0 | 0 | 0 | 0 | 39086.68
2022011303 | 5 | 0.48889 | 48889 | 0.08507 | 4423.64 | 0 | 0 | 1 | 5000 | 4423.64 | 0 | 0 | 0 | 0 | 0 | 39465.36 | 0 | 0 | 0 | 0 | 0 | 39465.36
2022011304 | 5 | 0.49706 | 49706 | 0.08799 | 4575.48 | 0 | 0 | 1 | 5000 | 4575.48 | 0 | 0 | 0 | 0 | 0 | 40130.52 | 0 | 0 | 0 | 0 | 0 | 40130.52
2022011305 | 5 | 0.51443 | 51443 | 0.09972 | 5185.44 | 0 | 0 | 1 | 5000 | 5185.44 | 0 | 0 | 0 | 0 | 0 | 41257.56 | 0 | 0 | 0 | 0 | 0 | 41257.56
2022011306 | 5 | 0.54853 | 54853 | 0.13188 | 6857.76 | 0 | 0 | 1 | 5000 | 6857.76 | 0 | 0 | 0 | 0 | 0 | 42995.24 | 0 | 0 | 0 | 0 | 0 | 42995.24
2022011307 | 5 | 0.59752 | 59752 | 0.15113 | 7858.76 | 0 | 0 | 1 | 5000 | 7858.76 | 0 | 0 | 0 | 0 | 0 | 46893.24 | 0 | 0 | 0 | 0 | 0 | 46893.24
2022011308 | 5 | 0.62121 | 62121 | 0.15223 | 7915.96 | 0.0061 | 542.9 | 1 | 5000 | 7915.96 | 542.9 | 0 | 0 | 0 | 0 | 48662.14 | 0 | 0 | 0 | 0 | 0 | 48662.14
2022011309 | 5 | 0.60527 | 60527 | 0.13874 | 7214.48 | 0.27477 | 24454.53 | 1 | 5000 | 7214.48 | 24454.53 | 0 | 0 | 0 | 0 | 23857.99 | 0 | 0 | 0 | 0 | 0 | 23857.99
2022011310 | 5 | 0.57416 | 57416 | 0.07623 | 3963.96 | 0.69948 | 62253.72 | 1 | 5000 | 3963.96 | 48452.04 | 0 | 0 | 13801.68 | 13801.68 | 0 | 11731.428 | 0 | 0 | 0 | 11731.428 | 0
2022011311 | 5 | 0.5467 | 54670 | 0.02029 | 1055.08 | 0.74219 | 66054.91 | 1 | 5000 | 1055.08 | 48614.92 | 0 | 0 | 17439.99 | 17439.99 | 0 | 26555.4195 | 0 | 0 | 0 | 14823.9915 | 0
2022011312 | 5 | 0.52471 | 52471 | 0.01158 | 602.16 | 0.71187 | 63356.43 | 1 | 5000 | 602.16 | 46868.84 | 0 | 0 | 16487.59 | 16487.59 | 0 | 40569.871 | 0 | 0 | 0 | 14014.4515 | 0
2022011313 | 5 | 0.5098 | 50980 | 0.01056 | 549.12 | 0.6863 | 61080.7 | 1 | 5000 | 549.12 | 45430.88 | 0 | 0 | 15649.82 | 15649.82 | 0 | 53872.218 | 0 | 0 | 0 | 13302.347 | 0
2022011314 | 5 | 0.50274 | 50274 | 0.00909 | 472.68 | 0.69265 | 61645.85 | 1 | 5000 | 472.68 | 44801.32 | 0 | 0 | 16844.53 | 16844.53 | 0 | 68190.0685 | 0 | 0 | 0 | 14317.8505 | 0
2022011315 | 5 | 0.4987 | 49870 | 0.01321 | 686.92 | 0.71443 | 63584.27 | 1 | 5000 | 686.92 | 44183.08 | 0 | 0 | 19401.19 | 19401.19 | 0 | 84681.08 | 0 | 0 | 0 | 16491.0115 | 0
2022011316 | 5 | 0.4984 | 49840 | 0.01123 | 583.96 | 0.72941 | 64917.49 | 1 | 5000 | 583.96 | 44256.04 | 0 | 0 | 20661.45 | 20661.45 | 0 | 102243.3125 | 0 | 0 | 0 | 17562.2325 | 0
2022011317 | 5 | 0.50162 | 50162 | 0.00892 | 463.84 | 0.60235 | 53609.15 | 1 | 5000 | 463.84 | 44698.16 | 0 | 0 | 8910.99 | 8910.99 | 0 | 109817.654 | 0 | 0 | 0 | 7574.3415 | 0
2022011318 | 5 | 0.50913 | 50913 | 0.01268 | 659.36 | 0.15314 | 13629.46 | 1 | 5000 | 659.36 | 13629.46 | 0 | 0 | 0 | 0 | 31624.18 | 78193.474 | 31624.18 | 0 | 0 | 0 | 0
2022011319 | 5 | 0.52656 | 52656 | 0.02282 | 1186.64 | 0.00036 | 32.04 | 1 | 5000 | 1186.64 | 32.04 | 0 | 0 | 0 | 0 | 46437.32 | 31756.154 | 46437.32 | 0 | 0 | 0 | 0
2022011320 | 5 | 0.52381 | 52381 | 0.03655 | 1900.6 | 0 | 0 | 1 | 5000 | 1900.6 | 0 | 0 | 0 | 0 | 0 | 45480.4 | 0 | 31756.154 | 0 | 0 | 0 | 13724.246
2022011321 | 5 | 0.51649 | 51649 | 0.06431 | 3344.12 | 0 | 0 | 1 | 5000 | 3344.12 | 0 | 0 | 0 | 0 | 0 | 43304.88 | 0 | 0 | 0 | 0 | 0 | 43304.88
2022011322 | 5 | 0.50451 | 50451 | 0.11398 | 5926.96 | 0 | 0 | 1 | 5000 | 5926.96 | 0 | 0 | 0 | 0 | 0 | 39524.04 | 0 | 0 | 0 | 0 | 0 | 39524.04
2022011323 | 5 | 0.48369 | 48369 | 0.18052 | 9387.04 | 0 | 0 | 1 | 5000 | 9387.04 | 0 | 0 | 0 | 0 | 0 | 33981.96 | 0 | 0 | 0 | 0 | 0 | 33981.96
2022011324 | 5 | 0.46249 | 46249 | 0.23399 | 12167.48 | 0 | 0 | 1 | 5000 | 12167.48 | 0 | 0 | 0 | 0 | 0 | 29081.52 | 0 | 0 | 0 | 0 | 0 | 29081.52
2022011401 | 6 | 0.45162 | 45162 | 0.29469 | 15323.88 | 0 | 0 | 1 | 5000 | 15323.88 | 0 | 0 | 0 | 0 | 0 | 24838.12 | 0 | 0 | 0 | 0 | 0 | 24838.12
2022011402 | 6 | 0.44982 | 44982 | 0.36609 | 19036.68 | 0 | 0 | 1 | 5000 | 19036.68 | 0 | 0 | 0 | 0 | 0 | 20945.32 | 0 | 0 | 0 | 0 | 0 | 20945.32
2022011403 | 6 | 0.45294 | 45294 | 0.39642 | 20613.84 | 0 | 0 | 1 | 5000 | 20613.84 | 0 | 0 | 0 | 0 | 0 | 19680.16 | 0 | 0 | 0 | 0 | 0 | 19680.16
2022011404 | 6 | 0.46142 | 46142 | 0.39913 | 20754.76 | 0 | 0 | 1 | 5000 | 20754.76 | 0 | 0 | 0 | 0 | 0 | 20387.24 | 0 | 0 | 0 | 0 | 0 | 20387.24
2022011405 | 6 | 0.47793 | 47793 | 0.4282 | 22266.4 | 0 | 0 | 1 | 5000 | 22266.4 | 0 | 0 | 0 | 0 | 0 | 20526.6 | 0 | 0 | 0 | 0 | 0 | 20526.6
2022011406 | 6 | 0.51261 | 51261 | 0.46941 | 24409.32 | 0 | 0 | 1 | 5000 | 24409.32 | 0 | 0 | 0 | 0 | 0 | 21851.68 | 0 | 0 | 0 | 0 | 0 | 21851.68
2022011407 | 6 | 0.56183 | 56183 | 0.49301 | 25636.52 | 0 | 0 | 1 | 5000 | 25636.52 | 0 | 0 | 0 | 0 | 0 | 25546.48 | 0 | 0 | 0 | 0 | 0 | 25546.48
2022011408 | 6 | 0.59042 | 59042 | 0.52862 | 27488.24 | 0.00505 | 449.45 | 1 | 5000 | 27488.24 | 449.45 | 0 | 0 | 0 | 0 | 26104.31 | 0 | 0 | 0 | 0 | 0 | 26104.31
2022011409 | 6 | 0.58554 | 58554 | 0.52786 | 27448.72 | 0.21295 | 18952.55 | 1 | 5000 | 27448.72 | 18952.55 | 0 | 0 | 0 | 0 | 7152.73 | 0 | 0 | 0 | 0 | 0 | 7152.73
2022011410 | 6 | 0.56289 | 56289 | 0.44345 | 23059.4 | 0.50933 | 45330.37 | 1 | 5000 | 23059.4 | 28229.6 | 0 | 0 | 17100.77 | 17100.77 | 0 | 14535.6545 | 0 | 0 | 0 | 14535.6545 | 0
2022011411 | 6 | 0.54203 | 54203 | 0.40089 | 20846.28 | 0.61597 | 54821.33 | 1 | 5000 | 20846.28 | 28356.72 | 0 | 0 | 26464.61 | 26464.61 | 0 | 37030.573 | 0 | 0 | 0 | 22494.9185 | 0
2022011412 | 6 | 0.52667 | 52667 | 0.43914 | 22835.28 | 0.58194 | 51792.66 | 1 | 5000 | 22835.28 | 24831.72 | 0 | 0 | 26960.94 | 26960.94 | 0 | 59947.372 | 0 | 0 | 0 | 22916.799 | 0
2022011413 | 6 | 0.51857 | 51857 | 0.50876 | 26455.52 | 0.41766 | 37171.74 | 1 | 5000 | 26455.52 | 20401.48 | 0 | 0 | 16770.26 | 16770.26 | 0 | 74202.093 | 0 | 0 | 0 | 14254.721 | 0
2022011414 | 6 | 0.51483 | 51483 | 0.51341 | 26697.32 | 0.45386 | 40393.54 | 1 | 5000 | 26697.32 | 19785.68 | 0 | 0 | 20607.86 | 20607.86 | 0 | 91718.774 | 0 | 0 | 0 | 17516.681 | 0
2022011415 | 6 | 0.51232 | 51232 | 0.48509 | 25224.68 | 0.55262 | 49183.18 | 1 | 5000 | 25224.68 | 21007.32 | 0 | 0 | 28175.86 | 28175.86 | 0 | 115668.255 | 0 | 0 | 0 | 23949.481 | 0
2022011416 | 6 | 0.50928 | 50928 | 0.46265 | 24057.8 | 0.5321 | 47356.9 | 1 | 5000 | 24057.8 | 21870.2 | 0 | 0 | 25486.7 | 25486.7 | 0 | 137331.95 | 0 | 0 | 0 | 21663.695 | 0
2022011417 | 6 | 0.51039 | 51039 | 0.47653 | 24779.56 | 0.4081 | 36320.9 | 1 | 5000 | 24779.56 | 21259.44 | 0 | 0 | 15061.46 | 15061.46 | 0 | 150134.191 | 0 | 0 | 0 | 12802.241 | 0
2022011418 | 6 | 0.5138 | 51380 | 0.50045 | 26023.4 | 0.09704 | 8636.56 | 1 | 5000 | 26023.4 | 8636.56 | 0 | 0 | 0 | 0 | 11720.04 | 138414.151 | 11720.04 | 0 | 0 | 0 | 0
2022011419 | 6 | 0.52638 | 52638 | 0.58521 | 30430.92 | 0.00025 | 22.25 | 1 | 5000 | 30430.92 | 22.25 | 0 | 0 | 0 | 0 | 17184.83 | 121229.321 | 17184.83 | 0 | 0 | 0 | 0
2022011420 | 6 | 0.51979 | 51979 | 0.65356 | 33985.12 | 0 | 0 | 1 | 5000 | 33985.12 | 0 | 0 | 0 | 0 | 0 | 12993.88 | 108235.441 | 12993.88 | 0 | 0 | 0 | 0
2022011421 | 6 | 0.51132 | 51132 | 0.66848 | 34760.96 | 0 | 0 | 1 | 5000 | 34760.96 | 0 | 0 | 0 | 0 | 0 | 11371.04 | 96864.401 | 11371.04 | 0 | 0 | 0 | 0
2022011422 | 6 | 0.49808 | 49808 | 0.66491 | 34575.32 | 0 | 0 | 1 | 5000 | 34575.32 | 0 | 0 | 0 | 0 | 0 | 10232.68 | 86631.721 | 10232.68 | 0 | 0 | 0 | 0
2022011423 | 6 | 0.48123 | 48123 | 0.666 | 34632 | 0 | 0 | 1 | 5000 | 34632 | 0 | 0 | 0 | 0 | 0 | 8491 | 78140.721 | 8491 | 0 | 0 | 0 | 0
2022011424 | 6 | 0.46582 | 46582 | 0.65456 | 34037.12 | 0 | 0 | 1 | 5000 | 34037.12 | 0 | 0 | 0 | 0 | 0 | 7544.88 | 70595.841 | 7544.88 | 0 | 0 | 0 | 0
2022011501 | 7 | 0.45227 | 45227 | 0.6313 | 32827.6 | 0 | 0 | 1 | 5000 | 32827.6 | 0 | 0 | 0 | 0 | 0 | 7399.4 | 63196.441 | 7399.4 | 0 | 0 | 0 | 0
2022011502 | 7 | 0.44708 | 44708 | 0.63586 | 33064.72 | 0 | 0 | 1 | 5000 | 33064.72 | 0 | 0 | 0 | 0 | 0 | 6643.28 | 56553.161 | 6643.28 | 0 | 0 | 0 | 0
2022011503 | 7 | 0.44851 | 44851 | 0.64358 | 33466.16 | 0 | 0 | 1 | 5000 | 33466.16 | 0 | 0 | 0 | 0 | 0 | 6384.84 | 50168.321 | 6384.84 | 0 | 0 | 0 | 0
2022011504 | 7 | 0.45577 | 45577 | 0.64279 | 33425.08 | 0 | 0 | 1 | 5000 | 33425.08 | 0 | 0 | 0 | 0 | 0 | 7151.92 | 43016.401 | 7151.92 | 0 | 0 | 0 | 0
2022011505 | 7 | 0.46819 | 46819 | 0.66935 | 34806.2 | 0 | 0 | 1 | 5000 | 34806.2 | 0 | 0 | 0 | 0 | 0 | 7012.8 | 36003.601 | 7012.8 | 0 | 0 | 0 | 0
2022011506 | 7 | 0.49018 | 49018 | 0.68071 | 35396.92 | 0 | 0 | 1 | 5000 | 35396.92 | 0 | 0 | 0 | 0 | 0 | 8621.08 | 27382.521 | 8621.08 | 0 | 0 | 0 | 0
2022011507 | 7 | 0.52037 | 52037 | 0.69134 | 35949.68 | 0 | 0 | 1 | 5000 | 35949.68 | 0 | 0 | 0 | 0 | 0 | 11087.32 | 16295.201 | 11087.32 | 0 | 0 | 0 | 0
2022011508 | 7 | 0.55448 | 55448 | 0.69662 | 36224.24 | 0.00145 | 129.05 | 1 | 5000 | 36224.24 | 129.05 | 0 | 0 | 0 | 0 | 14094.71 | 2200.491 | 14094.71 | 0 | 0 | 0 | 0
2022011509 | 7 | 0.58333 | 58333 | 0.68634 | 35689.68 | 0.08771 | 7806.19 | 1 | 5000 | 35689.68 | 7806.19 | 0 | 0 | 0 | 0 | 9837.13 | 0 | 2200.491 | 0 | 0 | 0 | 7636.639
2022011510 | 7 | 0.60596 | 60596 | 0.66207 | 34427.64 | 0.22537 | 20057.93 | 1 | 5000 | 34427.64 | 20057.93 | 0 | 0 | 0 | 0 | 1110.43 | 0 | 0 | 0 | 0 | 0 | 1110.43
2022011511 | 7 | 0.61569 | 61569 | 0.66117 | 34380.84 | 0.26315 | 23420.35 | 1 | 5000 | 34380.84 | 22188.16 | 0 | 0 | 1232.19 | 1232.19 | 0 | 1047.3615 | 0 | 0 | 0 | 1047.3615 | 0
2022011512 | 7 | 0.6178 | 61780 | 0.6637 | 34512.4 | 0.286 | 25454 | 1 | 5000 | 34512.4 | 22267.6 | 0 | 0 | 3186.4 | 3186.4 | 0 | 3755.8015 | 0 | 0 | 0 | 2708.44 | 0
2022011513 | 7 | 0.61481 | 61481 | 0.66801 | 34736.52 | 0.2876 | 25596.4 | 1 | 5000 | 34736.52 | 21744.48 | 0 | 0 | 3851.92 | 3851.92 | 0 | 7029.9335 | 0 | 0 | 0 | 3274.132 | 0
2022011514 | 7 | 0.61093 | 61093 | 0.66551 | 34606.52 | 0.29747 | 26474.83 | 1 | 5000 | 34606.52 | 21486.48 | 0 | 0 | 4988.35 | 4988.35 | 0 | 11270.031 | 0 | 0 | 0 | 4240.0975 | 0
2022011515 | 7 | 0.60779 | 60779 | 0.66338 | 34495.76 | 0.28455 | 25324.95 | 1 | 5000 | 34495.76 | 21283.24 | 0 | 0 | 4041.71 | 4041.71 | 0 | 14705.4845 | 0 | 0 | 0 | 3435.4535 | 0
2022011516 | 7 | 0.60869 | 60869 | 0.65749 | 34189.48 | 0.25604 | 22787.56 | 1 | 5000 | 34189.48 | 21679.52 | 0 | 0 | 1108.04 | 1108.04 | 0 | 15647.3185 | 0 | 0 | 0 | 941.834 | 0
2022011517 | 7 | 0.61725 | 61725 | 0.65626 | 34125.52 | 0.22978 | 20450.42 | 1 | 5000 | 34125.52 | 20450.42 | 0 | 0 | 0 | 0 | 2149.06 | 13498.2585 | 2149.06 | 0 | 0 | 0 | 0
2022011518 | 7 | 0.63901 | 63901 | 0.6593 | 34283.6 | 0.07749 | 6896.61 | 1 | 5000 | 34283.6 | 6896.61 | 0 | 0 | 0 | 0 | 17720.79 | 0 | 13498.2585 | 0 | 0 | 0 | 4222.5315
2022011519 | 7 | 0.66386 | 66386 | 0.59569 | 30975.88 | 0.00016 | 14.24 | 1 | 5000 | 30975.88 | 14.24 | 0 | 0 | 0 | 0 | 30395.88 | 0 | 0 | 0 | 0 | 0 | 30395.88
2022011520 | 7 | 0.66565 | 66565 | 0.52662 | 27384.24 | 0 | 0 | 1 | 5000 | 27384.24 | 0 | 0 | 0 | 0 | 0 | 34180.76 | 0 | 0 | 0 | 0 | 0 | 34180.76
2022011521 | 7 | 0.66202 | 66202 | 0.49602 | 25793.04 | 0 | 0 | 1 | 5000 | 25793.04 | 0 | 0 | 0 | 0 | 0 | 35408.96 | 0 | 0 | 0 | 0 | 0 | 35408.96
2022011522 | 7 | 0.65286 | 65286 | 0.44715 | 23251.8 | 0 | 0 | 1 | 5000 | 23251.8 | 0 | 0 | 0 | 0 | 0 | 37034.2 | 0 | 0 | 0 | 0 | 0 | 37034.2
2022011523 | 7 | 0.63666 | 63666 | 0.39348 | 20460.96 | 0 | 0 | 1 | 5000 | 20460.96 | 0 | 0 | 0 | 0 | 0 | 38205.04 | 0 | 0 | 0 | 0 | 0 | 38205.04
2022011524 | 7 | 0.62087 | 62087 | 0.34366 | 17870.32 | 0 | 0 | 1 | 5000 | 17870.32 | 0 | 0 | 0 | 0 | 0 | 39216.68 | 0 | 0 | 0 | 0 | 0 | 39216.68
2022011601 | 1 | 0.60801 | 60801 | 0.30827 | 16030.04 | 0 | 0 | 1 | 5000 | 16030.04 | 0 | 0 | 0 | 0 | 0 | 39770.96 | 0 | 0 | 0 | 0 | 0 | 39770.96
2022011602 | 1 | 0.60182 | 60182 | 0.28555 | 14848.6 | 0 | 0 | 1 | 5000 | 14848.6 | 0 | 0 | 0 | 0 | 0 | 40333.4 | 0 | 0 | 0 | 0 | 0 | 40333.4
2022011603 | 1 | 0.59991 | 59991 | 0.26935 | 14006.2 | 0 | 0 | 1 | 5000 | 14006.2 | 0 | 0 | 0 | 0 | 0 | 40984.8 | 0 | 0 | 0 | 0 | 0 | 40984.8
2022011604 | 1 | 0.60385 | 60385 | 0.27203 | 14145.56 | 0 | 0 | 1 | 5000 | 14145.56 | 0 | 0 | 0 | 0 | 0 | 41239.44 | 0 | 0 | 0 | 0 | 0 | 41239.44
2022011605 | 1 | 0.61163 | 61163 | 0.27794 | 14452.88 | 0 | 0 | 1 | 5000 | 14452.88 | 0 | 0 | 0 | 0 | 0 | 41710.12 | 0 | 0 | 0 | 0 | 0 | 41710.12
2022011606 | 1 | 0.62513 | 62513 | 0.28523 | 14831.96 | 0 | 0 | 1 | 5000 | 14831.96 | 0 | 0 | 0 | 0 | 0 | 42681.04 | 0 | 0 | 0 | 0 | 0 | 42681.04
2022011607 | 1 | 0.64278 | 64278 | 0.26926 | 14001.52 | 0 | 0 | 1 | 5000 | 14001.52 | 0 | 0 | 0 | 0 | 0 | 45276.48 | 0 | 0 | 0 | 0 | 0 | 45276.48
2022011608 | 1 | 0.66183 | 66183 | 0.28886 | 15020.72 | 0.00644 | 573.16 | 1 | 5000 | 15020.72 | 573.16 | 0 | 0 | 0 | 0 | 45589.12 | 0 | 0 | 0 | 0 | 0 | 45589.12
2022011609 | 1 | 0.66397 | 66397 | 0.28989 | 15074.28 | 0.2813 | 25035.7 | 1 | 5000 | 15074.28 | 25035.7 | 0 | 0 | 0 | 0 | 21287.02 | 0 | 0 | 0 | 0 | 0 | 21287.02
2022011610 | 1 | 0.64599 | 64599 | 0.22942 | 11929.84 | 0.72548 | 64567.72 | 1 | 5000 | 11929.84 | 47669.16 | 0 | 0 | 16898.56 | 16898.56 | 0 | 14363.776 | 0 | 0 | 0 | 14363.776 | 0
2022011611 | 1 | 0.61513 | 61513 | 0.15705 | 8166.6 | 0.77287 | 68785.43 | 1 | 5000 | 8166.6 | 48346.4 | 0 | 0 | 20439.03 | 20439.03 | 0 | 31736.9515 | 0 | 0 | 0 | 17373.1755 | 0
2022011612 | 1 | 0.5828 | 58280 | 0.12321 | 6406.92 | 0.74401 | 66216.89 | 1 | 5000 | 6406.92 | 46873.08 | 0 | 0 | 19343.81 | 19343.81 | 0 | 48179.19 | 0 | 0 | 0 | 16442.2385 | 0
2022011613 | 1 | 0.5519 | 55190 | 0.12182 | 6334.64 | 0.719 | 63991 | 1 | 5000 | 6334.64 | 43855.36 | 0 | 0 | 20135.64 | 20135.64 | 0 | 65294.484 | 0 | 0 | 0 | 17115.294 | 0
2022011614 | 1 | 0.52626 | 52626 | 0.14343 | 7458.36 | 0.71902 | 63992.78 | 1 | 5000 | 7458.36 | 40167.64 | 0 | 0 | 23825.14 | 23825.14 | 0 | 85545.853 | 0 | 0 | 0 | 20251.369 | 0
2022011615 | 1 | 0.50762 | 50762 | 0.13834 | 7193.68 | 0.74722 | 66502.58 | 1 | 5000 | 7193.68 | 38568.32 | 0 | 0 | 27934.26 | 27934.26 | 0 | 109289.974 | 0 | 0 | 0 | 23744.121 | 0
2022011616 | 1 | 0.49729 | 49729 | 0.11237 | 5843.24 | 0.76119 | 67745.91 | 1 | 5000 | 5843.24 | 38885.76 | 0 | 0 | 28860.15 | 28860.15 | 0 | 133821.1015 | 0 | 0 | 0 | 24531.1275 | 0
2022011617 | 1 | 0.49505 | 49505 | 0.08808 | 4580.16 | 0.63101 | 56159.89 | 1 | 5000 | 4580.16 | 39924.84 | 0 | 0 | 16235.05 | 16235.05 | 0 | 147620.894 | 0 | 0 | 0 | 13799.7925 | 0
2022011618 | 1 | 0.51363 | 51363 | 0.05384 | 2799.68 | 0.16338 | 14540.82 | 1 | 5000 | 2799.68 | 14540.82 | 0 | 0 | 0 | 0 | 29022.5 | 118598.394 | 29022.5 | 0 | 0 | 0 | 0
2022011619 | 1 | 0.54504 | 54504 | 0.05646 | 2935.92 | 0.00024 | 21.36 | 1 | 5000 | 2935.92 | 21.36 | 0 | 0 | 0 | 0 | 46546.72 | 72051.674 | 46546.72 | 0 | 0 | 0 | 0
2022011620 | 1 | 0.56094 | 56094 | 0.0768 | 3993.6 | 0 | 0 | 1 | 5000 | 3993.6 | 0 | 0 | 0 | 0 | 0 | 47100.4 | 24951.274 | 47100.4 | 0 | 0 | 0 | 0
2022011621 | 1 | 0.56499 | 56499 | 0.09613 | 4998.76 | 0 | 0 | 1 | 5000 | 4998.76 | 0 | 0 | 0 | 0 | 0 | 46500.24 | 0 | 24951.274 | 0 | 0 | 0 | 21548.966
2022011622 | 1 | 0.56436 | 56436 | 0.12157 | 6321.64 | 0 | 0 | 1 | 5000 | 6321.64 | 0 | 0 | 0 | 0 | 0 | 45114.36 | 0 | 0 | 0 | 0 | 0 | 45114.36
2022011623 | 1 | 0.5547 | 55470 | 0.1516 | 7883.2 | 0 | 0 | 1 | 5000 | 7883.2 | 0 | 0 | 0 | 0 | 0 | 42586.8 | 0 | 0 | 0 | 0 | 0 | 42586.8
2022011624 | 1 | 0.54487 | 54487 | 0.16976 | 8827.52 | 0 | 0 | 1 | 5000 | 8827.52 | 0 | 0 | 0 | 0 | 0 | 40659.48 | 0 | 0 | 0 | 0 | 0 | 40659.48
2022011701 | 2 | 0.54086 | 54086 | 0.15483 | 8051.16 | 0 | 0 | 1 | 5000 | 8051.16 | 0 | 0 | 0 | 0 | 0 | 41034.84 | 0 | 0 | 0 | 0 | 0 | 41034.84
2022011702 | 2 | 0.54101 | 54101 | 0.15955 | 8296.6 | 0 | 0 | 1 | 5000 | 8296.6 | 0 | 0 | 0 | 0 | 0 | 40804.4 | 0 | 0 | 0 | 0 | 0 | 40804.4
2022011703 | 2 | 0.54662 | 54662 | 0.16056 | 8349.12 | 0 | 0 | 1 | 5000 | 8349.12 | 0 | 0 | 0 | 0 | 0 | 41312.88 | 0 | 0 | 0 | 0 | 0 | 41312.88
2022011704 | 2 | 0.55836 | 55836 | 0.16785 | 8728.2 | 0 | 0 | 1 | 5000 | 8728.2 | 0 | 0 | 0 | 0 | 0 | 42107.8 | 0 | 0 | 0 | 0 | 0 | 42107.8
2022011705 | 2 | 0.57624 | 57624 | 0.16405 | 8530.6 | 0 | 0 | 1 | 5000 | 8530.6 | 0 | 0 | 0 | 0 | 0 | 44093.4 | 0 | 0 | 0 | 0 | 0 | 44093.4
2022011706 | 2 | 0.60777 | 60777 | 0.15527 | 8074.04 | 0 | 0 | 1 | 5000 | 8074.04 | 0 | 0 | 0 | 0 | 0 | 47702.96 | 0 | 0 | 0 | 0 | 0 | 47702.96
2022011707 | 2 | 0.64506 | 64506 | 0.14645 | 7615.4 | 0 | 0 | 1 | 5000 | 7615.4 | 0 | 0 | 0 | 0 | 0 | 51890.6 | 0 | 0 | 0 | 0 | 0 | 51890.6
2022011708 | 2 | 0.6713 | 67130 | 0.14444 | 7510.88 | 0.00731 | 650.59 | 1 | 5000 | 7510.88 | 650.59 | 0 | 0 | 0 | 0 | 53968.53 | 0 | 0 | 0 | 0 | 0 | 53968.53
2022011709 | 2 | 0.66246 | 66246 | 0.15279 | 7945.08 | 0.27272 | 24272.08 | 1 | 5000 | 7945.08 | 24272.08 | 0 | 0 | 0 | 0 | 29028.84 | 0 | 0 | 0 | 0 | 0 | 29028.84
2022011710 | 2 | 0.62885 | 62885 | 0.11573 | 6017.96 | 0.68042 | 60557.38 | 1 | 5000 | 6017.96 | 51867.04 | 0 | 0 | 8690.34 | 8690.34 | 0 | 7386.789 | 0 | 0 | 0 | 7386.789 | 0
2022011711 | 2 | 0.59322 | 59322 | 0.13433 | 6985.16 | 0.72329 | 64372.81 | 1 | 5000 | 6985.16 | 47336.84 | 0 | 0 | 17035.97 | 17035.97 | 0 | 21867.3635 | 0 | 0 | 0 | 14480.5745 | 0
2022011712 | 2 | 0.56374 | 56374 | 0.17346 | 9019.92 | 0.69438 | 61799.82 | 1 | 5000 | 9019.92 | 42354.08 | 0 | 0 | 19445.74 | 19445.74 | 0 | 38396.2425 | 0 | 0 | 0 | 16528.879 | 0
2022011713 | 2 | 0.54002 | 54002 | 0.18829 | 9791.08 | 0.67013 | 59641.57 | 1 | 5000 | 9791.08 | 39210.92 | 0 | 0 | 20430.65 | 20430.65 | 0 | 55762.295 | 0 | 0 | 0 | 17366.0525 | 0
2022011714 | 2 | 0.52154 | 52154 | 0.22976 | 11947.52 | 0.66172 | 58893.08 | 1 | 5000 | 11947.52 | 35206.48 | 0 | 0 | 23686.6 | 23686.6 | 0 | 75895.905 | 0 | 0 | 0 | 20133.61 | 0
2022011715 | 2 | 0.51025 | 51025 | 0.27878 | 14496.56 | 0.66342 | 59044.38 | 1 | 5000 | 14496.56 | 31528.44 | 0 | 0 | 27515.94 | 27515.94 | 0 | 99284.454 | 0 | 0 | 0 | 23388.549 | 0
2022011716 | 2 | 0.5053 | 50530 | 0.33107 | 17215.64 | 0.57477 | 51154.53 | 1 | 5000 | 17215.64 | 28314.36 | 0 | 0 | 22840.17 | 22840.17 | 0 | 118698.5985 | 0 | 0 | 0 | 19414.1445 | 0
2022011717 | 2 | 0.50704 | 50704 | 0.36758 | 19114.16 | 0.4047 | 36018.3 | 1 | 5000 | 19114.16 | 26589.84 | 0 | 0 | 9428.46 | 9428.46 | 0 | 126712.7895 | 0 | 0 | 0 | 8014.191 | 0
2022011718 | 2 | 0.5189 | 51890 | 0.37775 | 19643 | 0.1353 | 12041.7 | 1 | 5000 | 19643 | 12041.7 | 0 | 0 | 0 | 0 | 15205.3 | 111507.4895 | 15205.3 | 0 | 0 | 0 | 0
2022011719 | 2 | 0.54779 | 54779 | 0.47235 | 24562.2 | 0.00123 | 109.47 | 1 | 5000 | 24562.2 | 109.47 | 0 | 0 | 0 | 0 | 25107.33 | 86400.1595 | 25107.33 | 0 | 0 | 0 | 0
2022011720 | 2 | 0.55398 | 55398 | 0.53992 | 28075.84 | 0 | 0 | 1 | 5000 | 28075.84 | 0 | 0 | 0 | 0 | 0 | 22322.16 | 64077.9995 | 22322.16 | 0 | 0 | 0 | 0
2022011721 | 2 | 0.55066 | 55066 | 0.55733 | 28981.16 | 0 | 0 | 1 | 5000 | 28981.16 | 0 | 0 | 0 | 0 | 0 | 21084.84 | 42993.1595 | 21084.84 | 0 | 0 | 0 | 0
2022011722 | 2 | 0.53986 | 53986 | 0.57432 | 29864.64 | 0 | 0 | 1 | 5000 | 29864.64 | 0 | 0 | 0 | 0 | 0 | 19121.36 | 23871.7995 | 19121.36 | 0 | 0 | 0 | 0
2022011723 | 2 | 0.51971 | 51971 | 0.57849 | 30081.48 | 0 | 0 | 1 | 5000 | 30081.48 | 0 | 0 | 0 | 0 | 0 | 16889.52 | 6982.2795 | 16889.52 | 0 | 0 | 0 | 0
2022011724 | 2 | 0.49876 | 49876 | 0.58271 | 30300.92 | 0 | 0 | 1 | 5000 | 30300.92 | 0 | 0 | 0 | 0 | 0 | 14575.08 | 0 | 6982.2795 | 0 | 0 | 0 | 7592.8005
2022011801 | 3 | 0.48684 | 48684 | 0.58259 | 30294.68 | 0 | 0 | 1 | 5000 | 30294.68 | 0 | 0 | 0 | 0 | 0 | 13389.32 | 0 | 0 | 0 | 0 | 0 | 13389.32
2022011802 | 3 | 0.48165 | 48165 | 0.581 | 30212 | 0 | 0 | 1 | 5000 | 30212 | 0 | 0 | 0 | 0 | 0 | 12953 | 0 | 0 | 0 | 0 | 0 | 12953
2022011803 | 3 | 0.48248 | 48248 | 0.58294 | 30312.88 | 0 | 0 | 1 | 5000 | 30312.88 | 0 | 0 | 0 | 0 | 0 | 12935.12 | 0 | 0 | 0 | 0 | 0 | 12935.12
2022011804 | 3 | 0.4887 | 48870 | 0.58228 | 30278.56 | 0 | 0 | 1 | 5000 | 30278.56 | 0 | 0 | 0 | 0 | 0 | 13591.44 | 0 | 0 | 0 | 0 | 0 | 13591.44
2022011805 | 3 | 0.5028 | 50280 | 0.58669 | 30507.88 | 0 | 0 | 1 | 5000 | 30507.88 | 0 | 0 | 0 | 0 | 0 | 14772.12 | 0 | 0 | 0 | 0 | 0 | 14772.12
2022011806 | 3 | 0.5345 | 53450 | 0.60275 | 31343 | 0 | 0 | 1 | 5000 | 31343 | 0 | 0 | 0 | 0 | 0 | 17107 | 0 | 0 | 0 | 0 | 0 | 17107
2022011807 | 3 | 0.58194 | 58194 | 0.6403 | 33295.6 | 0 | 0 | 1 | 5000 | 33295.6 | 0 | 0 | 0 | 0 | 0 | 19898.4 | 0 | 0 | 0 | 0 | 0 | 19898.4
2022011808 | 3 | 0.60087 | 60087 | 0.64226 | 33397.52 | 0.00397 | 353.33 | 1 | 5000 | 33397.52 | 353.33 | 0 | 0 | 0 | 0 | 21336.15 | 0 | 0 | 0 | 0 | 0 | 21336.15
2022011809 | 3 | 0.58729 | 58729 | 0.5906 | 30711.2 | 0.20348 | 18109.72 | 1 | 5000 | 30711.2 | 18109.72 | 0 | 0 | 0 | 0 | 4908.08 | 0 | 0 | 0 | 0 | 0 | 4908.08
2022011810 | 3 | 0.56531 | 56531 | 0.48489 | 25214.28 | 0.48452 | 43122.28 | 1 | 5000 | 25214.28 | 26316.72 | 0 | 0 | 16805.56 | 16805.56 | 0 | 14284.726 | 0 | 0 | 0 | 14284.726 | 0
2022011811 | 3 | 0.54478 | 54478 | 0.50517 | 26268.84 | 0.58099 | 51708.11 | 1 | 5000 | 26268.84 | 23209.16 | 0 | 0 | 28498.95 | 28498.95 | 0 | 38508.8335 | 0 | 0 | 0 | 24224.1075 | 0
2022011812 | 3 | 0.52944 | 52944 | 0.54199 | 28183.48 | 0.52613 | 46825.57 | 1 | 5000 | 28183.48 | 19760.52 | 0 | 0 | 27065.05 | 27065.05 | 0 | 61514.126 | 0 | 0 | 0 | 23005.2925 | 0
2022011813 | 3 | 0.51711 | 51711 | 0.57573 | 29937.96 | 0.3764 | 33499.6 | 1 | 5000 | 29937.96 | 16773.04 | 0 | 0 | 16726.56 | 16726.56 | 0 | 75731.702 | 0 | 0 | 0 | 14217.576 | 0
2022011814 | 3 | 0.51117 | 51117 | 0.57271 | 29780.92 | 0.35366 | 31475.74 | 1 | 5000 | 29780.92 | 16336.08 | 0 | 0 | 15139.66 | 15139.66 | 0 | 88600.413 | 0 | 0 | 0 | 12868.711 | 0
2022011815 | 3 | 0.50862 | 50862 | 0.57083 | 29683.16 | 0.34997 | 31147.33 | 1 | 5000 | 29683.16 | 16178.84 | 0 | 0 | 14968.49 | 14968.49 | 0 | 101323.6295 | 0 | 0 | 0 | 12723.2165 | 0
2022011816 | 3 | 0.50891 | 50891 | 0.56602 | 29433.04 | 0.36161 | 32183.29 | 1 | 5000 | 29433.04 | 16457.96 | 0 | 0 | 15725.33 | 15725.33 | 0 | 114690.16 | 0 | 0 | 0 | 13366.5305 | 0
2022011817 | 3 | 0.51173 | 51173 | 0.55404 | 28810.08 | 0.32793 | 29185.77 | 1 | 5000 | 28810.08 | 17362.92 | 0 | 0 | 11822.85 | 11822.85 | 0 | 124739.5825 | 0 | 0 | 0 | 10049.4225 | 0
2022011818 | 3 | 0.51759 | 51759 | 0.50049 | 26025.48 | 0.09998 | 8898.22 | 1 | 5000 | 26025.48 | 8898.22 | 0 | 0 | 0 | 0 | 11835.3 | 112904.2825 | 11835.3 | 0 | 0 | 0 | 0
2022011819 | 3 | 0.53535 | 53535 | 0.43664 | 22705.28 | 0.00059 | 52.51 | 1 | 5000 | 22705.28 | 52.51 | 0 | 0 | 0 | 0 | 25777.21 | 87127.0725 | 25777.21 | 0 | 0 | 0 | 0
2022011820 | 3 | 0.53178 | 53178 | 0.46342 | 24097.84 | 0 | 0 | 1 | 5000 | 24097.84 | 0 | 0 | 0 | 0 | 0 | 24080.16 | 63046.9125 | 24080.16 | 0 | 0 | 0 | 0
2022011821 | 3 | 0.52148 | 52148 | 0.51393 | 26724.36 | 0 | 0 | 1 | 5000 | 26724.36 | 0 | 0 | 0 | 0 | 0 | 20423.64 | 42623.2725 | 20423.64 | 0 | 0 | 0 | 0
2022011822 | 3 | 0.5031 | 50310 | 0.5456 | 28371.2 | 0 | 0 | 1 | 5000 | 28371.2 | 0 | 0 | 0 | 0 | 0 | 16938.8 | 25684.4725 | 16938.8 | 0 | 0 | 0 | 0
2022011823 | 3 | 0.47725 | 47725 | 0.52811 | 27461.72 | 0 | 0 | 1 | 5000 | 27461.72 | 0 | 0 | 0 | 0 | 0 | 15263.28 | 10421.1925 | 15263.28 | 0 | 0 | 0 | 0
2022011824 | 3 | 0.45037 | 45037 | 0.52929 | 27523.08 | 0 | 0 | 1 | 5000 | 27523.08 | 0 | 0 | 0 | 0 | 0 | 12513.92 | 0 | 10421.1925 | 0 | 0 | 0 | 2092.7275
2022011901 | 4 | 0.43155 | 43155 | 0.49645 | 25815.4 | 0 | 0 | 1 | 5000 | 25815.4 | 0 | 0 | 0 | 0 | 0 | 12339.6 | 0 | 0 | 0 | 0 | 0 | 12339.6
2022011902 | 4 | 0.41947 | 41947 | 0.47911 | 24913.72 | 0 | 0 | 1 | 5000 | 24913.72 | 0 | 0 | 0 | 0 | 0 | 12033.28 | 0 | 0 | 0 | 0 | 0 | 12033.28
2022011903 | 4 | 0.4152 | 41520 | 0.46147 | 23996.44 | 0 | 0 | 1 | 5000 | 23996.44 | 0 | 0 | 0 | 0 | 0 | 12523.56 | 0 | 0 | 0 | 0 | 0 | 12523.56
2022011904 | 4 | 0.41719 | 41719 | 0.49055 | 25508.6 | 0 | 0 | 1 | 5000 | 25508.6 | 0 | 0 | 0 | 0 | 0 | 11210.4 | 0 | 0 | 0 | 0 | 0 | 11210.4
2022011905 | 4 | 0.42441 | 42441 | 0.48976 | 25467.52 | 0 | 0 | 1 | 5000 | 25467.52 | 0 | 0 | 0 | 0 | 0 | 11973.48 | 0 | 0 | 0 | 0 | 0 | 11973.48
2022011906 | 4 | 0.44773 | 44773 | 0.47412 | 24654.24 | 0 | 0 | 1 | 5000 | 24654.24 | 0 | 0 | 0 | 0 | 0 | 15118.76 | 0 | 0 | 0 | 0 | 0 | 15118.76
2022011907 | 4 | 0.48755 | 48755 | 0.49804 | 25898.08 | 0 | 0 | 1 | 5000 | 25898.08 | 0 | 0 | 0 | 0 | 0 | 17856.92 | 0 | 0 | 0 | 0 | 0 | 17856.92
2022011908 | 4 | 0.50798 | 50798 | 0.53184 | 27655.68 | 0.00289 | 257.21 | 1 | 5000 | 27655.68 | 257.21 | 0 | 0 | 0 | 0 | 17885.11 | 0 | 0 | 0 | 0 | 0 | 17885.11
2022011909 | 4 | 0.51177 | 51177 | 0.51355 | 26704.6 | 0.1946 | 17319.4 | 1 | 5000 | 26704.6 | 17319.4 | 0 | 0 | 0 | 0 | 2153 | 0 | 0 | 0 | 0 | 0 | 2153
2022011910 | 4 | 0.51865 | 51865 | 0.46897 | 24386.44 | 0.56233 | 50047.37 | 1 | 5000 | 24386.44 | 22478.56 | 0 | 0 | 27568.81 | 27568.81 | 0 | 23433.4885 | 0 | 0 | 0 | 23433.4885 | 0
2022011911 | 4 | 0.52397 | 52397 | 0.51289 | 26670.28 | 0.45916 | 40865.24 | 1 | 5000 | 26670.28 | 20726.72 | 0 | 0 | 20138.52 | 20138.52 | 0 | 40551.2305 | 0 | 0 | 0 | 17117.742 | 0
2022011912 | 4 | 0.52538 | 52538 | 0.54383 | 28279.16 | 0.34034 | 30290.26 | 1 | 5000 | 28279.16 | 19258.84 | 0 | 0 | 11031.42 | 11031.42 | 0 | 49927.9375 | 0 | 0 | 0 | 9376.707 | 0
2022011913 | 4 | 0.52843 | 52843 | 0.52318 | 27205.36 | 0.31487 | 28023.43 | 1 | 5000 | 27205.36 | 20637.64 | 0 | 0 | 7385.79 | 7385.79 | 0 | 56205.859 | 0 | 0 | 0 | 6277.9215 | 0
2022011914 | 4 | 0.53371 | 53371 | 0.53549 | 27845.48 | 0.29605 | 26348.45 | 1 | 5000 | 27845.48 | 20525.52 | 0 | 0 | 5822.93 | 5822.93 | 0 | 61155.3495 | 0 | 0 | 0 | 4949.4905 | 0
2022011915 | 4 | 0.53707 | 53707 | 0.54347 | 28260.44 | 0.27231 | 24235.59 | 1 | 5000 | 28260.44 | 20446.56 | 0 | 0 | 3789.03 | 3789.03 | 0 | 64376.025 | 0 | 0 | 0 | 3220.6755 | 0
2022011916 | 4 | 0.53987 | 53987 | 0.58186 | 30256.72 | 0.18862 | 16787.18 | 1 | 5000 | 30256.72 | 16787.18 | 0 | 0 | 0 | 0 | 1943.1 | 62432.925 | 1943.1 | 0 | 0 | 0 | 0
2022011917 | 4 | 0.54565 | 54565 | 0.60894 | 31664.88 | 0.0961 | 8552.9 | 1 | 5000 | 31664.88 | 8552.9 | 0 | 0 | 0 | 0 | 9347.22 | 53085.705 | 9347.22 | 0 | 0 | 0 | 0
2022011918 | 4 | 0.56254 | 56254 | 0.61587 | 32025.24 | 0.04195 | 3733.55 | 1 | 5000 | 32025.24 | 3733.55 | 0 | 0 | 0 | 0 | 15495.21 | 37590.495 | 15495.21 | 0 | 0 | 0 | 0
2022011919 | 4 | 0.58351 | 58351 | 0.64454 | 33516.08 | 0.00025 | 22.25 | 1 | 5000 | 33516.08 | 22.25 | 0 | 0 | 0 | 0 | 19812.67 | 17777.825 | 19812.67 | 0 | 0 | 0 | 0
2022011920 | 4 | 0.58669 | 58669 | 0.64773 | 33681.96 | 0 | 0 | 1 | 5000 | 33681.96 | 0 | 0 | 0 | 0 | 0 | 19987.04 | 0 | 17777.825 | 0 | 0 | 0 | 2209.215
2022011921 | 4 | 0.584 | 58400 | 0.62892 | 32703.84 | 0 | 0 | 1 | 5000 | 32703.84 | 0 | 0 | 0 | 0 | 0 | 20696.16 | 0 | 0 | 0 | 0 | 0 | 20696.16
2022011922 | 4 | 0.57477 | 57477 | 0.6044 | 31428.8 | 0 | 0 | 1 | 5000 | 31428.8 | 0 | 0 | 0 | 0 | 0 | 21048.2 | 0 | 0 | 0 | 0 | 0 | 21048.2
2022011923 | 4 | 0.55323 | 55323 | 0.58661 | 30503.72 | 0 | 0 | 1 | 5000 | 30503.72 | 0 | 0 | 0 | 0 | 0 | 19819.28 | 0 | 0 | 0 | 0 | 0 | 19819.28
2022011924 | 4 | 0.53553 | 53553 | 0.58893 | 30624.36 | 0 | 0 | 1 | 5000 | 30624.36 | 0 | 0 | 0 | 0 | 0 | 17928.64 | 0 | 0 | 0 | 0 | 0 | 17928.64
2022012001 | 5 | 0.52786 | 52786 | 0.6052 | 31470.4 | 0 | 0 | 1 | 5000 | 31470.4 | 0 | 0 | 0 | 0 | 0 | 16315.6 | 0 | 0 | 0 | 0 | 0 | 16315.6
2022012002 | 5 | 0.52793 | 52793 | 0.6044 | 31428.8 | 0 | 0 | 1 | 5000 | 31428.8 | 0 | 0 | 0 | 0 | 0 | 16364.2 | 0 | 0 | 0 | 0 | 0 | 16364.2
2022012003 | 5 | 0.53472 | 53472 | 0.61468 | 31963.36 | 0 | 0 | 1 | 5000 | 31963.36 | 0 | 0 | 0 | 0 | 0 | 16508.64 | 0 | 0 | 0 | 0 | 0 | 16508.64
2022012004 | 5 | 0.55034 | 55034 | 0.62988 | 32753.76 | 0 | 0 | 1 | 5000 | 32753.76 | 0 | 0 | 0 | 0 | 0 | 17280.24 | 0 | 0 | 0 | 0 | 0 | 17280.24
2022012005 | 5 | 0.57247 | 57247 | 0.64419 | 33497.88 | 0 | 0 | 1 | 5000 | 33497.88 | 0 | 0 | 0 | 0 | 0 | 18749.12 | 0 | 0 | 0 | 0 | 0 | 18749.12
2022012006 | 5 | 0.61214 | 61214 | 0.64809 | 33700.68 | 0 | 0 | 1 | 5000 | 33700.68 | 0 | 0 | 0 | 0 | 0 | 22513.32 | 0 | 0 | 0 | 0 | 0 | 22513.32
2022012007 | 5 | 0.66987 | 66987 | 0.63835 | 33194.2 | 0 | 0 | 1 | 5000 | 33194.2 | 0 | 0 | 0 | 0 | 0 | 28792.8 | 0 | 0 | 0 | 0 | 0 | 28792.8
2022012008 | 5 | 0.70905 | 70905 | 0.63118 | 32821.36 | 0.00078 | 69.42 | 1 | 5000 | 32821.36 | 69.42 | 0 | 0 | 0 | 0 | 33014.22 | 0 | 0 | 0 | 0 | 0 | 33014.22
2022012009 | 5 | 0.72637 | 72637 | 0.6092 | 31678.4 | 0.03403 | 3028.67 | 1 | 5000 | 31678.4 | 3028.67 | 0 | 0 | 0 | 0 | 32929.93 | 0 | 0 | 0 | 0 | 0 | 32929.93
2022012010 | 5 | 0.74046 | 74046 | 0.57289 | 29790.28 | 0.11448 | 10188.72 | 1 | 5000 | 29790.28 | 10188.72 | 0 | 0 | 0 | 0 | 29067 | 0 | 0 | 0 | 0 | 0 | 29067
2022012011 | 5 | 0.74597 | 74597 | 0.54664 | 28425.28 | 0.1804 | 16055.6 | 1 | 5000 | 28425.28 | 16055.6 | 0 | 0 | 0 | 0 | 25116.12 | 0 | 0 | 0 | 0 | 0 | 25116.12
2022012012 | 5 | 0.74371 | 74371 | 0.52692 | 27399.84 | 0.25905 | 23055.45 | 1 | 5000 | 27399.84 | 23055.45 | 0 | 0 | 0 | 0 | 18915.71 | 0 | 0 | 0 | 0 | 0 | 18915.71
2022012013 | 5 | 0.73312 | 73312 | 0.50478 | 26248.56 | 0.29979 | 26681.31 | 1 | 5000 | 26248.56 | 26681.31 | 0 | 0 | 0 | 0 | 15382.13 | 0 | 0 | 0 | 0 | 0 | 15382.13
2022012014 | 5 | 0.72292 | 72292 | 0.47083 | 24483.16 | 0.33787 | 30070.43 | 1 | 5000 | 24483.16 | 30070.43 | 0 | 0 | 0 | 0 | 12738.41 | 0 | 0 | 0 | 0 | 0 | 12738.41
2022012015 | 5 | 0.7122 | 71220 | 0.43848 | 22800.96 | 0.34922 | 31080.58 | 1 | 5000 | 22800.96 | 31080.58 | 0 | 0 | 0 | 0 | 12338.46 | 0 | 0 | 0 | 0 | 0 | 12338.46
2022012016 | 5 | 0.71289 | 71289 | 0.42528 | 22114.56 | 0.27388 | 24375.32 | 1 | 5000 | 22114.56 | 24375.32 | 0 | 0 | 0 | 0 | 19799.12 | 0 | 0 | 0 | 0 | 0 | 19799.12
2022012017 | 5 | 0.7279 | 72790 | 0.39201 | 20384.52 | 0.17055 | 15178.95 | 1 | 5000 | 20384.52 | 15178.95 | 0 | 0 | 0 | 0 | 32226.53 | 0 | 0 | 0 | 0 | 0 | 32226.53
2022012018 | 5 | 0.75263 | 75263 | 0.33387 | 17361.24 | 0.05029 | 4475.81 | 1 | 5000 | 17361.24 | 4475.81 | 0 | 0 | 0 | 0 | 48425.95 | 0 | 0 | 0 | 0 | 0 | 48425.95
2022012019 | 5 | 0.77695 | 77695 | 0.2811 | 14617.2 | 0.00049 | 43.61 | 1 | 5000 | 14617.2 | 43.61 | 0 | 0 | 0 | 0 | 58034.19 | 0 | 0 | 0 | 0 | 0 | 58034.19
2022012020 | 5 | 0.77522 | 77522 | 0.26939 | 14008.28 | 0 | 0 | 1 | 5000 | 14008.28 | 0 | 0 | 0 | 0 | 0 | 58513.72 | 0 | 0 | 0 | 0 | 0 | 58513.72
2022012021 | 5 | 0.76644 | 76644 | 0.24251 | 12610.52 | 0 | 0 | 1 | 5000 | 12610.52 | 0 | 0 | 0 | 0 | 0 | 59033.48 | 0 | 0 | 0 | 0 | 0 | 59033.48
2022012022 | 5 | 0.74711 | 74711 | 0.21329 | 11091.08 | 0 | 0 | 1 | 5000 | 11091.08 | 0 | 0 | 0 | 0 | 0 | 58619.92 | 0 | 0 | 0 | 0 | 0 | 58619.92
2022012023 | 5 | 0.71737 | 71737 | 0.19792 | 10291.84 | 0 | 0 | 1 | 5000 | 10291.84 | 0 | 0 | 0 | 0 | 0 | 56445.16 | 0 | 0 | 0 | 0 | 0 | 56445.16
2022012024 | 5 | 0.69313 | 69313 | 0.19836 | 10314.72 | 0 | 0 | 1 | 5000 | 10314.72 | 0 | 0 | 0 | 0 | 0 | 53998.28 | 0 | 0 | 0 | 0 | 0 | 53998.28
2022012101 | 6 | 0.67865 | 67865 | 0.20034 | 10417.68 | 0 | 0 | 1 | 5000 | 10417.68 | 0 | 0 | 0 | 0 | 0 | 52447.32 | 0 | 0 | 0 | 0 | 0 | 52447.32
2022012102 | 6 | 0.67184 | 67184 | 0.20902 | 10869.04 | 0 | 0 | 1 | 5000 | 10869.04 | 0 | 0 | 0 | 0 | 0 | 51314.96 | 0 | 0 | 0 | 0 | 0 | 51314.96
2022012103 | 6 | 0.67074 | 67074 | 0.19977 | 10388.04 | 0 | 0 | 1 | 5000 | 10388.04 | 0 | 0 | 0 | 0 | 0 | 51685.96 | 0 | 0 | 0 | 0 | 0 | 51685.96
2022012104 | 6 | 0.67867 | 67867 | 0.17616 | 9160.32 | 0 | 0 | 1 | 5000 | 9160.32 | 0 | 0 | 0 | 0 | 0 | 53706.68 | 0 | 0 | 0 | 0 | 0 | 53706.68
2022012105 | 6 | 0.69337 | 69337 | 0.16332 | 8492.64 | 0 | 0 | 1 | 5000 | 8492.64 | 0 | 0 | 0 | 0 | 0 | 55844.36 | 0 | 0 | 0 | 0 | 0 | 55844.36
2022012106 | 6 | 0.72506 | 72506 | 0.16275 | 8463 | 0 | 0 | 1 | 5000 | 8463 | 0 | 0 | 0 | 0 | 0 | 59043 | 0 | 0 | 0 | 0 | 0 | 59043
2022012107 | 6 | 0.77053 | 77053 | 0.16199 | 8423.48 | 0 | 0 | 1 | 5000 | 8423.48 | 0 | 0 | 0 | 0 | 0 | 63629.52 | 0 | 0 | 0 | 0 | 0 | 63629.52
2022012108 | 6 | 0.79549 | 79549 | 0.16647 | 8656.44 | 0.00345 | 307.05 | 1 | 5000 | 8656.44 | 307.05 | 0 | 0 | 0 | 0 | 65585.51 | 0 | 0 | 0 | 0 | 0 | 65585.51
2022012109 | 6 | 0.78776 | 78776 | 0.16977 | 8828.04 | 0.2218 | 19740.2 | 1 | 5000 | 8828.04 | 19740.2 | 0 | 0 | 0 | 0 | 45207.76 | 0 | 0 | 0 | 0 | 0 | 45207.76
2022012110 | 6 | 0.76802 | 76802 | 0.13229 | 6879.08 | 0.61192 | 54460.88 | 1 | 5000 | 6879.08 | 54460.88 | 0 | 0 | 0 | 0 | 10462.04 | 0 | 0 | 0 | 0 | 0 | 10462.04
2022012111 | 6 | 0.74251 | 74251 | 0.13495 | 7017.4 | 0.67915 | 60444.35 | 1 | 5000 | 7017.4 | 60444.35 | 0 | 0 | 0 | 0 | 1789.25 | 0 | 0 | 0 | 0 | 0 | 1789.25
2022012112 | 6 | 0.7078 | 70780 | 0.14693 | 7640.36 | 0.68082 | 60592.98 | 1 | 5000 | 7640.36 | 58139.64 | 0 | 0 | 2453.34 | 2453.34 | 0 | 2085.339 | 0 | 0 | 0 | 2085.339 | 0
2022012113 | 6 | 0.67036 | 67036 | 0.17372 | 9033.44 | 0.6858 | 61036.2 | 1 | 5000 | 9033.44 | 53002.56 | 0 | 0 | 8033.64 | 8033.64 | 0 | 8913.933 | 0 | 0 | 0 | 6828.594 | 0
2022012114 | 6 | 0.63964 | 63964 | 0.17671 | 9188.92 | 0.69455 | 61814.95 | 1 | 5000 | 9188.92 | 49775.08 | 0 | 0 | 12039.87 | 12039.87 | 0 | 19147.8225 | 0 | 0 | 0 | 10233.8895 | 0
2022012115 | 6 | 0.61137 | 61137 | 0.19448 | 10112.96 | 0.7099 | 63181.1 | 1 | 5000 | 10112.96 | 46024.04 | 0 | 0 | 17157.06 | 17157.06 | 0 | 33731.3235 | 0 | 0 | 0 | 14583.501 | 0
2022012116 | 6 | 0.59624 | 59624 | 0.20807 | 10819.64 | 0.74246 | 66078.94 | 1 | 5000 | 10819.64 | 43804.36 | 0 | 0 | 22274.58 | 22274.58 | 0 | 52664.7165 | 0 | 0 | 0 | 18933.393 | 0
2022012117 | 6 | 0.59546 | 59546 | 0.21087 | 10965.24 | 0.62751 | 55848.39 | 1 | 5000 | 10965.24 | 43580.76 | 0 | 0 | 12267.63 | 12267.63 | 0 | 63092.202 | 0 | 0 | 0 | 10427.4855 | 0
2022012118 | 6 | 0.61543 | 61543 | 0.20779 | 10805.08 | 0.19106 | 17004.34 | 1 | 5000 | 10805.08 | 17004.34 | 0 | 0 | 0 | 0 | 28733.58 | 34358.622 | 28733.58 | 0 | 0 | 0 | 0
2022012119 | 6 | 0.65445 | 65445 | 0.25192 | 13099.84 | 0.00187 | 166.43 | 1 | 5000 | 13099.84 | 166.43 | 0 | 0 | 0 | 0 | 47178.73 | 0 | 34358.622 | 0 | 0 | 0 | 12820.108
2022012120 | 6 | 0.66781 | 66781 | 0.34073 | 17717.96 | 0 | 0 | 1 | 5000 | 17717.96 | 0 | 0 | 0 | 0 | 0 | 44063.04 | 0 | 0 | 0 | 0 | 0 | 44063.04
2022012121 | 6 | 0.67447 | 67447 | 0.40536 | 21078.72 | 0 | 0 | 1 | 5000 | 21078.72 | 0 | 0 | 0 | 0 | 0 | 41368.28 | 0 | 0 | 0 | 0 | 0 | 41368.28
2022012122 | 6 | 0.67336 | 67336 | 0.44387 | 23081.24 | 0 | 0 | 1 | 5000 | 23081.24 | 0 | 0 | 0 | 0 | 0 | 39254.76 | 0 | 0 | 0 | 0 | 0 | 39254.76
2022012123 | 6 | 0.66206 | 66206 | 0.43229 | 22479.08 | 0 | 0 | 1 | 5000 | 22479.08 | 0 | 0 | 0 | 0 | 0 | 38726.92 | 0 | 0 | 0 | 0 | 0 | 38726.92
2022012124 | 6 | 0.64688 | 64688 | 0.41327 | 21490.04 | 0 | 0 | 1 | 5000 | 21490.04 | 0 | 0 | 0 | 0 | 0 | 38197.96 | 0 | 0 | 0 | 0 | 0 | 38197.96
2022012201 | 7 | 0.63693 | 63693 | 0.3754 | 19520.8 | 0 | 0 | 1 | 5000 | 19520.8 | 0 | 0 | 0 | 0 | 0 | 39172.2 | 0 | 0 | 0 | 0 | 0 | 39172.2
2022012202 | 7 | 0.6348 | 63480 | 0.32936 | 17126.72 | 0 | 0 | 1 | 5000 | 17126.72 | 0 | 0 | 0 | 0 | 0 | 41353.28 | 0 | 0 | 0 | 0 | 0 | 41353.28
2022012203 | 7 | 0.6371 | 63710 | 0.27891 | 14503.32 | 0 | 0 | 1 | 5000 | 14503.32 | 0 | 0 | 0 | 0 | 0 | 44206.68 | 0 | 0 | 0 | 0 | 0 | 44206.68
2022012204 | 7 | 0.64572 | 64572 | 0.23631 | 12288.12 | 0 | 0 | 1 | 5000 | 12288.12 | 0 | 0 | 0 | 0 | 0 | 47283.88 | 0 | 0 | 0 | 0 | 0 | 47283.88
2022012205 | 7 | 0.65817 | 65817 | 0.20841 | 10837.32 | 0 | 0 | 1 | 5000 | 10837.32 | 0 | 0 | 0 | 0 | 0 | 49979.68 | 0 | 0 | 0 | 0 | 0 | 49979.68
2022012206 | 7 | 0.6786 | 67860 | 0.1839 | 9562.8 | 0 | 0 | 1 | 5000 | 9562.8 | 0 | 0 | 0 | 0 | 0 | 53297.2 | 0 | 0 | 0 | 0 | 0 | 53297.2
2022012207 | 7 | 0.70499 | 70499 | 0.18632 | 9688.64 | 0 | 0 | 1 | 5000 | 9688.64 | 0 | 0 | 0 | 0 | 0 | 55810.36 | 0 | 0 | 0 | 0 | 0 | 55810.36
2022012208 | 7 | 0.72647 | 72647 | 0.1802 | 9370.4 | 0.00691 | 614.99 | 1 | 5000 | 9370.4 | 614.99 | 0 | 0 | 0 | 0 | 57661.61 | 0 | 0 | 0 | 0 | 0 | 57661.61
2022012209 | 7 | 0.72418 | 72418 | 0.13532 | 7036.64 | 0.2321 | 20656.9 | 1 | 5000 | 7036.64 | 20656.9 | 0 | 0 | 0 | 0 | 39724.46 | 0 | 0 | 0 | 0 | 0 | 39724.46
2022012210 | 7 | 0.6992 | 69920 | 0.08976 | 4667.52 | 0.49476 | 44033.64 | 1 | 5000 | 4667.52 | 44033.64 | 0 | 0 | 0 | 0 | 16218.84 | 0 | 0 | 0 | 0 | 0 | 16218.84
2022012211 | 7 | 0.66893 | 66893 | 0.06581 | 3422.12 | 0.45158 | 40190.62 | 1 | 5000 | 3422.12 | 40190.62 | 0 | 0 | 0 | 0 | 18280.26 | 0 | 0 | 0 | 0 | 0 | 18280.26
2022012212 | 7 | 0.63904 | 63904 | 0.05506 | 2863.12 | 0.42541 | 37861.49 | 1 | 5000 | 2863.12 | 37861.49 | 0 | 0 | 0 | 0 | 18179.39 | 0 | 0 | 0 | 0 | 0 | 18179.39
2022012213 | 7 | 0.60626 | 60626 | 0.05536 | 2878.72 | 0.42846 | 38132.94 | 1 | 5000 | 2878.72 | 38132.94 | 0 | 0 | 0 | 0 | 14614.34 | 0 | 0 | 0 | 0 | 0 | 14614.34
2022012214 | 7 | 0.57618 | 57618 | 0.0498 | 2589.6 | 0.41087 | 36567.43 | 1 | 5000 | 2589.6 | 36567.43 | 0 | 0 | 0 | 0 | 13460.97 | 0 | 0 | 0 | 0 | 0 | 13460.97
2022012215 | 7 | 0.55407 | 55407 | 0.04792 | 2491.84 | 0.4053 | 36071.7 | 1 | 5000 | 2491.84 | 36071.7 | 0 | 0 | 0 | 0 | 11843.46 | 0 | 0 | 0 | 0 | 0 | 11843.46
2022012216 | 7 | 0.54363 | 54363 | 0.05459 | 2838.68 | 0.34249 | 30481.61 | 1 | 5000 | 2838.68 | 30481.61 | 0 | 0 | 0 | 0 | 16042.71 | 0 | 0 | 0 | 0 | 0 | 16042.71
2022012217 | 7 | 0.5447 | 54470 | 0.064 | 3328 | 0.24648 | 21936.72 | 1 | 5000 | 3328 | 21936.72 | 0 | 0 | 0 | 0 | 24205.28 | 0 | 0 | 0 | 0 | 0 | 24205.28
2022012218 | 7 | 0.56372 | 56372 | 0.06817 | 3544.84 | 0.06379 | 5677.31 | 1 | 5000 | 3544.84 | 5677.31 | 0 | 0 | 0 | 0 | 42149.85 | 0 | 0 | 0 | 0 | 0 | 42149.85
2022012219 | 7 | 0.59815 | 59815 | 0.06982 | 3630.64 | 0.00059 | 52.51 | 1 | 5000 | 3630.64 | 52.51 | 0 | 0 | 0 | 0 | 51131.85 | 0 | 0 | 0 | 0 | 0 | 51131.85
2022012220 | 7 | 0.60868 | 60868 | 0.08009 | 4164.68 | 0 | 0 | 1 | 5000 | 4164.68 | 0 | 0 | 0 | 0 | 0 | 51703.32 | 0 | 0 | 0 | 0 | 0 | 51703.32
2022012221 | 7 | 0.61139 | 61139 | 0.09634 | 5009.68 | 0 | 0 | 1 | 5000 | 5009.68 | 0 | 0 | 0 | 0 | 0 | 51129.32 | 0 | 0 | 0 | 0 | 0 | 51129.32
2022012222 | 7 | 0.60779 | 60779 | 0.12314 | 6403.28 | 0 | 0 | 1 | 5000 | 6403.28 | 0 | 0 | 0 | 0 | 0 | 49375.72 | 0 | 0 | 0 | 0 | 0 | 49375.72
2022012223 | 7 | 0.59752 | 59752 | 0.1702 | 8850.4 | 0 | 0 | 1 | 5000 | 8850.4 | 0 | 0 | 0 | 0 | 0 | 45901.6 | 0 | 0 | 0 | 0 | 0 | 45901.6
2022012224 | 7 | 0.58465 | 58465 | 0.19926 | 10361.52 | 0 | 0 | 1 | 5000 | 10361.52 | 0 | 0 | 0 | 0 | 0 | 43103.48 | 0 | 0 | 0 | 0 | 0 | 43103.48
2022012301 | 1 | 0.57474 | 57474 | 0.20277 | 10544.04 | 0 | 0 | 1 | 5000 | 10544.04 | 0 | 0 | 0 | 0 | 0 | 41929.96 | 0 | 0 | 0 | 0 | 0 | 41929.96
2022012302 | 1 | 0.56784 | 56784 | 0.19948 | 10372.96 | 0 | 0 | 1 | 5000 | 10372.96 | 0 | 0 | 0 | 0 | 0 | 41411.04 | 0 | 0 | 0 | 0 | 0 | 41411.04
2022012303 | 1 | 0.56521 | 56521 | 0.20655 | 10740.6 | 0 | 0 | 1 | 5000 | 10740.6 | 0 | 0 | 0 | 0 | 0 | 40780.4 | 0 | 0 | 0 | 0 | 0 | 40780.4
2022012304 | 1 | 0.56625 | 56625 | 0.21686 | 11276.72 | 0 | 0 | 1 | 5000 | 11276.72 | 0 | 0 | 0 | 0 | 0 | 40348.28 | 0 | 0 | 0 | 0 | 0 | 40348.28
2022012305 | 1 | 0.56979 | 56979 | 0.2197 | 11424.4 | 0 | 0 | 1 | 5000 | 11424.4 | 0 | 0 | 0 | 0 | 0 | 40554.6 | 0 | 0 | 0 | 0 | 0 | 40554.6
2022012306 | 1 | 0.57978 | 57978 | 0.21246 | 11047.92 | 0 | 0 | 1 | 5000 | 11047.92 | 0 | 0 | 0 | 0 | 0 | 41930.08 | 0 | 0 | 0 | 0 | 0 | 41930.08
2022012307 | 1 | 0.59432 | 59432 | 0.20199 | 10503.48 | 0 | 0 | 1 | 5000 | 10503.48 | 0 | 0 | 0 | 0 | 0 | 43928.52 | 0 | 0 | 0 | 0 | 0 | 43928.52
2022012308 | 1 | 0.60887 | 60887 | 0.18307 | 9519.64 | 0.004 | 356 | 1 | 5000 | 9519.64 | 356 | 0 | 0 | 0 | 0 | 46011.36 | 0 | 0 | 0 | 0 | 0 | 46011.36
2022012309 | 1 | 0.61424 | 61424 | 0.16843 | 8758.36 | 0.11774 | 10478.86 | 1 | 5000 | 8758.36 | 10478.86 | 0 | 0 | 0 | 0 | 37186.78 | 0 | 0 | 0 | 0 | 0 | 37186.78
2022012310 | 1 | 0.60169 | 60169 | 0.11024 | 5732.48 | 0.31666 | 28182.74 | 1 | 5000 | 5732.48 | 28182.74 | 0 | 0 | 0 | 0 | 21253.78 | 0 | 0 | 0 | 0 | 0 | 21253.78
2022012311 | 1 | 0.57924 | 57924 | 0.06841 | 3557.32 | 0.40515 | 36058.35 | 1 | 5000 | 3557.32 | 36058.35 | 0 | 0 | 0 | 0 | 13308.33 | 0 | 0 | 0 | 0 | 0 | 13308.33
2022012312 | 1 | 0.55176 | 55176 | 0.04901 | 2548.52 | 0.46127 | 41053.03 | 1 | 5000 | 2548.52 | 41053.03 | 0 | 0 | 0 | 0 | 6574.45 | 0 | 0 | 0 | 0 | 0 | 6574.45
2022012313 | 1 | 0.53218 | 53218 | 0.04595 | 2389.4 | 0.49051 | 43655.39 | 1 | 5000 | 2389.4 | 43655.39 | 0 | 0 | 0 | 0 | 2173.21 | 0 | 0 | 0 | 0 | 0 | 2173.21
2022012314 | 1 | 0.51421 | 51421 | 0.04882 | 2538.64 | 0.52202 | 46459.78 | 1 | 5000 | 2538.64 | 43882.36 | 0 | 0 | 2577.42 | 2577.42 | 0 | 2190.807 | 0 | 0 | 0 | 2190.807 | 0
2022012315 | 1 | 0.49983 | 49983 | 0.04551 | 2366.52 | 0.50216 | 44692.24 | 1 | 5000 | 2366.52 | 42616.48 | 0 | 0 | 2075.76 | 2075.76 | 0 | 3955.203 | 0 | 0 | 0 | 1764.396 | 0
2022012316 | 1 | 0.4948 | 49480 | 0.03998 | 2078.96 | 0.49912 | 44421.68 | 1 | 5000 | 2078.96 | 42401.04 | 0 | 0 | 2020.64 | 2020.64 | 0 | 5672.747 | 0 | 0 | 0 | 1717.544 | 0
2022012317 | 1 | 0.49884 | 49884 | 0.04517 | 2348.84 | 0.38687 | 34431.43 | 1 | 5000 | 2348.84 | 34431.43 | 0 | 0 | 0 | 0 | 8103.73 | 0 | 5672.747 | 0 | 0 | 0 | 2430.983
2022012318 | 1 | 0.51706 | 51706 | 0.05342 | 2777.84 | 0.10733 | 9552.37 | 1 | 5000 | 2777.84 | 9552.37 | 0 | 0 | 0 | 0 | 34375.79 | 0 | 0 | 0 | 0 | 0 | 34375.79
2022012319 | 1 | 0.54751 | 54751 | 0.07855 | 4084.6 | 0.00097 | 86.33 | 1 | 5000 | 4084.6 | 86.33 | 0 | 0 | 0 | 0 | 45580.07 | 0 | 0 | 0 | 0 | 0 | 45580.07
2022012320 | 1 | 0.55244 | 55244 | 0.12184 | 6335.68 | 0 | 0 | 1 | 5000 | 6335.68 | 0 | 0 | 0 | 0 | 0 | 43908.32 | 0 | 0 | 0 | 0 | 0 | 43908.32
2022012321 | 1 | 0.54557 | 54557 | 0.15092 | 7847.84 | 0 | 0 | 1 | 5000 | 7847.84 | 0 | 0 | 0 | 0 | 0 | 41709.16 | 0 | 0 | 0 | 0 | 0 | 41709.16
2022012322 | 1 | 0.53713 | 53713 | 0.17971 | 9344.92 | 0 | 0 | 1 | 5000 | 9344.92 | 0 | 0 | 0 | 0 | 0 | 39368.08 | 0 | 0 | 0 | 0 | 0 | 39368.08
2022012323 | 1 | 0.51407 | 51407 | 0.23073 | 11997.96 | 0 | 0 | 1 | 5000 | 11997.96 | 0 | 0 | 0 | 0 | 0 | 34409.04 | 0 | 0 | 0 | 0 | 0 | 34409.04
2022012324 | 1 | 0.49236 | 49236 | 0.27756 | 14433.12 | 0 | 0 | 1 | 5000 | 14433.12 | 0 | 0 | 0 | 0 | 0 | 29802.88 | 0 | 0 | 0 | 0 | 0 | 29802.88
2022012401 | 2 | 0.47897 | 47897 | 0.31528 | 16394.56 | 0 | 0 | 1 | 5000 | 16394.56 | 0 | 0 | 0 | 0 | 0 | 26502.44 | 0 | 0 | 0 | 0 | 0 | 26502.44
2022012402 | 2 | 0.47258 | 47258 | 0.35012 | 18206.24 | 0 | 0 | 1 | 5000 | 18206.24 | 0 | 0 | 0 | 0 | 0 | 24051.76 | 0 | 0 | 0 | 0 | 0 | 24051.76
2022012403 | 2 | 0.47155 | 47155 | 0.36034 | 18737.68 | 0 | 0 | 1 | 5000 | 18737.68 | 0 | 0 | 0 | 0 | 0 | 23417.32 | 0 | 0 | 0 | 0 | 0 | 23417.32
2022012404 | 2 | 0.47727 | 47727 | 0.35742 | 18585.84 | 0 | 0 | 1 | 5000 | 18585.84 | 0 | 0 | 0 | 0 | 0 | 24141.16 | 0 | 0 | 0 | 0 | 0 | 24141.16
2022012405 | 2 | 0.4901 | 49010 | 0.34324 | 17848.48 | 0 | 0 | 1 | 5000 | 17848.48 | 0 | 0 | 0 | 0 | 0 | 26161.52 | 0 | 0 | 0 | 0 | 0 | 26161.52
2022012406 | 2 | 0.51779 | 51779 | 0.32435 | 16866.2 | 0 | 0 | 1 | 5000 | 16866.2 | 0 | 0 | 0 | 0 | 0 | 29912.8 | 0 | 0 | 0 | 0 | 0 | 29912.8
2022012407 | 2 | 0.56115 | 56115 | 0.28319 | 14725.88 | 0 | 0 | 1 | 5000 | 14725.88 | 0 | 0 | 0 | 0 | 0 | 36389.12 | 0 | 0 | 0 | 0 | 0 | 36389.12
2022012408 | 2 | 0.58516 | 58516 | 0.26643 | 13854.36 | 0.00065 | 57.85 | 1 | 5000 | 13854.36 | 57.85 | 0 | 0 | 0 | 0 | 39603.79 | 0 | 0 | 0 | 0 | 0 | 39603.79
2022012409 | 2 | 0.58598 | 58598 | 0.23479 | 12209.08 | 0.13321 | 11855.69 | 1 | 5000 | 12209.08 | 11855.69 | 0 | 0 | 0 | 0 | 29533.23 | 0 | 0 | 0 | 0 | 0 | 29533.23
2022012410 | 2 | 0.58671 | 58671 | 0.16508 | 8584.16 | 0.45399 | 40405.11 | 1 | 5000 | 8584.16 | 40405.11 | 0 | 0 | 0 | 0 | 4681.73 | 0 | 0 | 0 | 0 | 0 | 4681.73
2022012411 | 2 | 0.58819 | 58819 | 0.12305 | 6398.6 | 0.55256 | 49177.84 | 1 | 5000 | 6398.6 | 47420.4 | 0 | 0 | 1757.44 | 1757.44 | 0 | 1493.824 | 0 | 0 | 0 | 1493.824 | 0
2022012412 | 2 | 0.58634 | 58634 | 0.13771 | 7160.92 | 0.55393 | 49299.77 | 1 | 5000 | 7160.92 | 46473.08 | 0 | 0 | 2826.69 | 2826.69 | 0 | 3896.5105 | 0 | 0 | 0 | 2402.6865 | 0
2022012413 | 2 | 0.58054 | 58054 | 0.14263 | 7416.76 | 0.54414 | 48428.46 | 1 | 5000 | 7416.76 | 45637.24 | 0 | 0 | 2791.22 | 2791.22 | 0 | 6269.0475 | 0 | 0 | 0 | 2372.537 | 0
2022012414 | 2 | 0.57473 | 57473 | 0.13477 | 7008.04 | 0.56525 | 50307.25 | 1 | 5000 | 7008.04 | 45464.96 | 0 | 0 | 4842.29 | 4842.29 | 0 | 10384.994 | 0 | 0 | 0 | 4115.9465 | 0
2022012415 | 2 | 0.56827 | 56827 | 0.14363 | 7468.76 | 0.58313 | 51898.57 | 1 | 5000 | 7468.76 | 44358.24 | 0 | 0 | 7540.33 | 7540.33 | 0 | 16794.2745 | 0 | 0 | 0 | 6409.2805 | 0
2022012416 | 2 | 0.56264 | 56264 | 0.15467 | 8042.84 | 0.57504 | 51178.56 | 1 | 5000 | 8042.84 | 43221.16 | 0 | 0 | 7957.4 | 7957.4 | 0 | 23558.0645 | 0 | 0 | 0 | 6763.79 | 0
2022012417 | 2 | 0.56781 | 56781 | 0.12664 | 6585.28 | 0.52852 | 47038.28 | 1 | 5000 | 6585.28 | 45195.72 | 0 | 0 | 1842.56 | 1842.56 | 0 | 25124.2405 | 0 | 0 | 0 | 1566.176 | 0
2022012418 | 2 | 0.58375 | 58375 | 0.10493 | 5456.36 | 0.19403 | 17268.67 | 1 | 5000 | 5456.36 | 17268.67 | 0 | 0 | 0 | 0 | 30649.97 | 0 | 25124.2405 | 0 | 0 | 0 | 5525.7295
2022012419 | 2 | 0.60369 | 60369 | 0.08583 | 4463.16 | 0.00241 | 214.49 | 1 | 5000 | 4463.16 | 214.49 | 0 | 0 | 0 | 0 | 50691.35 | 0 | 0 | 0 | 0 | 0 | 50691.35
2022012420 | 2 | 0.59913 | 59913 | 0.09318 | 4845.36 | 0 | 0 | 1 | 5000 | 4845.36 | 0 | 0 | 0 | 0 | 0 | 50067.64 | 0 | 0 | 0 | 0 | 0 | 50067.64
2022012421 | 2 | 0.58885 | 58885 | 0.1029 | 5350.8 | 0 | 0 | 1 | 5000 | 5350.8 | 0 | 0 | 0 | 0 | 0 | 48534.2 | 0 | 0 | 0 | 0 | 0 | 48534.2
2022012422 | 2 | 0.57086 | 57086 | 0.11657 | 6061.64 | 0 | 0 | 1 | 5000 | 6061.64 | 0 | 0 | 0 | 0 | 0 | 46024.36 | 0 | 0 | 0 | 0 | 0 | 46024.36
2022012423 | 2 | 0.54318 | 54318 | 0.1073 | 5579.6 | 0 | 0 | 1 | 5000 | 5579.6 | 0 | 0 | 0 | 0 | 0 | 43738.4 | 0 | 0 | 0 | 0 | 0 | 43738.4
2022012424 | 2 | 0.51848 | 51848 | 0.11275 | 5863 | 0 | 0 | 1 | 5000 | 5863 | 0 | 0 | 0 | 0 | 0 | 40985 | 0 | 0 | 0 | 0 | 0 | 40985
2022012501 | 3 | 0.50184 | 50184 | 0.13397 | 6966.44 | 0 | 0 | 1 | 5000 | 6966.44 | 0 | 0 | 0 | 0 | 0 | 38217.56 | 0 | 0 | 0 | 0 | 0 | 38217.56
2022012502 | 3 | 0.49349 | 49349 | 0.17251 | 8970.52 | 0 | 0 | 1 | 5000 | 8970.52 | 0 | 0 | 0 | 0 | 0 | 35378.48 | 0 | 0 | 0 | 0 | 0 | 35378.48
2022012503 | 3 | 0.48977 | 48977 | 0.2234 | 11616.8 | 0 | 0 | 1 | 5000 | 11616.8 | 0 | 0 | 0 | 0 | 0 | 32360.2 | 0 | 0 | 0 | 0 | 0 | 32360.2
2022012504 | 3 | 0.49388 | 49388 | 0.27121 | 14102.92 | 0 | 0 | 1 | 5000 | 14102.92 | 0 | 0 | 0 | 0 | 0 | 30285.08 | 0 | 0 | 0 | 0 | 0 | 30285.08
2022012505 | 3 | 0.5072 | 50720 | 0.3075 | 15990 | 0 | 0 | 1 | 5000 | 15990 | 0 | 0 | 0 | 0 | 0 | 29730 | 0 | 0 | 0 | 0 | 0 | 29730
2022012506 | 3 | 0.53937 | 53937 | 0.3374 | 17544.8 | 0 | 0 | 1 | 5000 | 17544.8 | 0 | 0 | 0 | 0 | 0 | 31392.2 | 0 | 0 | 0 | 0 | 0 | 31392.2
2022012507 | 3 | 0.58989 | 58989 | 0.37823 | 19667.96 | 0 | 0 | 1 | 5000 | 19667.96 | 0 | 0 | 0 | 0 | 0 | 34321.04 | 0 | 0 | 0 | 0 | 0 | 34321.04
2022012508 | 3 | 0.61386 | 61386 | 0.38441 | 19989.32 | 0.00402 | 357.78 | 1 | 5000 | 19989.32 | 357.78 | 0 | 0 | 0 | 0 | 36038.9 | 0 | 0 | 0 | 0 | 0 | 36038.9
2022012509 | 3 | 0.607 | 60700 | 0.34303 | 17837.56 | 0.23873 | 21246.97 | 1 | 5000 | 17837.56 | 21246.97 | 0 | 0 | 0 | 0 | 16615.47 | 0 | 0 | 0 | 0 | 0 | 16615.47
2022012510 | 3 | 0.59526 | 59526 | 0.29668 | 15427.36 | 0.61942 | 55128.38 | 1 | 5000 | 15427.36 | 39098.64 | 0 | 0 | 16029.74 | 16029.74 | 0 | 13625.279 | 0 | 0 | 0 | 13625.279 | 0
2022012511 | 3 | 0.58005 | 58005 | 0.29755 | 15472.6 | 0.67625 | 60186.25 | 1 | 5000 | 15472.6 | 37532.4 | 0 | 0 | 22653.85 | 22653.85 | 0 | 32881.0515 | 0 | 0 | 0 | 19255.7725 | 0
2022012512 | 3 | 0.56424 | 56424 | 0.26515 | 13787.8 | 0.66686 | 59350.54 | 1 | 5000 | 13787.8 | 37636.2 | 0 | 0 | 21714.34 | 21714.34 | 0 | 51338.2405 | 0 | 0 | 0 | 18457.189 | 0
2022012513 | 3 | 0.54681 | 54681 | 0.23796 | 12373.92 | 0.65315 | 58130.35 | 1 | 5000 | 12373.92 | 37307.08 | 0 | 0 | 20823.27 | 20823.27 | 0 | 69038.02 | 0 | 0 | 0 | 17699.7795 | 0
2022012514 | 3 | 0.53387 | 53387 | 0.21327 | 11090.04 | 0.65934 | 58681.26 | 1 | 5000 | 11090.04 | 37296.96 | 0 | 0 | 21384.3 | 21384.3 | 0 | 87214.675 | 0 | 0 | 0 | 18176.655 | 0
2022012515 | 3 | 0.52655 | 52655 | 0.20837 | 10835.24 | 0.68237 | 60730.93 | 1 | 5000 | 10835.24 | 36819.76 | 0 | 0 | 23911.17 | 23911.17 | 0 | 107539.1695 | 0 | 0 | 0 | 20324.4945 | 0
2022012516 | 3 | 0.52261 | 52261 | 0.22429 | 11663.08 | 0.69485 | 61841.65 | 1 | 5000 | 11663.08 | 35597.92 | 0 | 0 | 26243.73 | 26243.73 | 0 | 129846.34 | 0 | 0 | 0 | 22307.1705 | 0
2022012517 | 3 | 0.52776 | 52776 | 0.26572 | 13817.44 | 0.60819 | 54128.91 | 1 | 5000 | 13817.44 | 33958.56 | 0 | 0 | 20170.35 | 20170.35 | 0 | 146991.1375 | 0 | 0 | 0 | 17144.7975 | 0
2022012518 | 3 | 0.54673 | 54673 | 0.34644 | 18014.88 | 0.21865 | 19459.85 | 1 | 5000 | 18014.88 | 19459.85 | 0 | 0 | 0 | 0 | 12198.27 | 134792.8675 | 12198.27 | 0 | 0 | 0 | 0
2022012519 | 3 | 0.57486 | 57486 | 0.4419 | 22978.8 | 0.00768 | 683.52 | 1 | 5000 | 22978.8 | 683.52 | 0 | 0 | 0 | 0 | 28823.68 | 105969.1875 | 28823.68 | 0 | 0 | 0 | 0
2022012520 | 3 | 0.58065 | 58065 | 0.51647 | 26856.44 | 0.00485 | 431.65 | 1 | 5000 | 26856.44 | 431.65 | 0 | 0 | 0 | 0 | 25776.91 | 80192.2775 | 25776.91 | 0 | 0 | 0 | 0
2022012521 | 3 | 0.5783 | 57830 | 0.54269 | 28219.88 | 0.00485 | 431.65 | 1 | 5000 | 28219.88 | 431.65 | 0 | 0 | 0 | 0 | 24178.47 | 56013.8075 | 24178.47 | 0 | 0 | 0 | 0
2022012522 | 3 | 0.56854 | 56854 | 0.55402 | 28809.04 | 0.00485 | 431.65 | 1 | 5000 | 28809.04 | 431.65 | 0 | 0 | 0 | 0 | 22613.31 | 33400.4975 | 22613.31 | 0 | 0 | 0 | 0
2022012523 | 3 | 0.54736 | 54736 | 0.56045 | 29143.4 | 0.00485 | 431.65 | 1 | 5000 | 29143.4 | 431.65 | 0 | 0 | 0 | 0 | 20160.95 | 13239.5475 | 20160.95 | 0 | 0 | 0 | 0
2022012524 | 3 | 0.52793 | 52793 | 0.55884 | 29059.68 | 0.00486 | 432.54 | 1 | 5000 | 29059.68 | 432.54 | 0 | 0 | 0 | 0 | 18300.78 | 0 | 13239.5475 | 0 | 0 | 0 | 5061.2325
2022012601 | 4 | 0.51655 | 51655 | 0.50629 | 26327.08 | 0.00485 | 431.65 | 1 | 5000 | 26327.08 | 431.65 | 0 | 0 | 0 | 0 | 19896.27 | 0 | 0 | 0 | 0 | 0 | 19896.27
2022012602 | 4 | 0.51545 | 51545 | 0.47225 | 24557 | 0.00485 | 431.65 | 1 | 5000 | 24557 | 431.65 | 0 | 0 | 0 | 0 | 21556.35 | 0 | 0 | 0 | 0 | 0 | 21556.35
2022012603 | 4 | 0.52091 | 52091 | 0.44277 | 23024.04 | 0.00485 | 431.65 | 1 | 5000 | 23024.04 | 431.65 | 0 | 0 | 0 | 0 | 23635.31 | 0 | 0 | 0 | 0 | 0 | 23635.31
2022012604 | 4 | 0.53224 | 53224 | 0.40026 | 20813.52 | 0.00485 | 431.65 | 1 | 5000 | 20813.52 | 431.65 | 0 | 0 | 0 | 0 | 26978.83 | 0 | 0 | 0 | 0 | 0 | 26978.83
2022012605 | 4 | 0.55371 | 55371 | 0.38252 | 19891.04 | 0.00485 | 431.65 | 1 | 5000 | 19891.04 | 431.65 | 0 | 0 | 0 | 0 | 30048.31 | 0 | 0 | 0 | 0 | 0 | 30048.31
2022012606 | 4 | 0.59247 | 59247 | 0.35448 | 18432.96 | 0.00485 | 431.65 | 1 | 5000 | 18432.96 | 431.65 | 0 | 0 | 0 | 0 | 35382.39 | 0 | 0 | 0 | 0 | 0 | 35382.39
2022012607 | 4 | 0.64753 | 64753 | 0.3312 | 17222.4 | 0.00368 | 327.52 | 1 | 5000 | 17222.4 | 327.52 | 0 | 0 | 0 | 0 | 42203.08 | 0 | 0 | 0 | 0 | 0 | 42203.08
2022012608 | 4 | 0.6741 | 67410 | 0.2854 | 14840.8 | 0.00425 | 378.25 | 1 | 5000 | 14840.8 | 378.25 | 0 | 0 | 0 | 0 | 47190.95 | 0 | 0 | 0 | 0 | 0 | 47190.95
2022012609 | 4 | 0.6676 | 66760 | 0.21147 | 10996.44 | 0.06936 | 6173.04 | 1 | 5000 | 10996.44 | 6173.04 | 0 | 0 | 0 | 0 | 44590.52 | 0 | 0 | 0 | 0 | 0 | 44590.52
2022012610 | 4 | 0.65127 | 65127 | 0.16046 | 8343.92 | 0.14809 | 13180.01 | 1 | 5000 | 8343.92 | 13180.01 | 0 | 0 | 0 | 0 | 38603.07 | 0 | 0 | 0 | 0 | 0 | 38603.07
2022012611 | 4 | 0.63253 | 63253 | 0.1311 | 6817.2 | 0.19458 | 17317.62 | 1 | 5000 | 6817.2 | 17317.62 | 0 | 0 | 0 | 0 | 34118.18 | 0 | 0 | 0 | 0 | 0 | 34118.18
2022012612 | 4 | 0.61049 | 61049 | 0.11133 | 5789.16 | 0.23941 | 21307.49 | 1 | 5000 | 5789.16 | 21307.49 | 0 | 0 | 0 | 0 | 28952.35 | 0 | 0 | 0 | 0 | 0 | 28952.35
2022012613 | 4 | 0.58706 | 58706 | 0.09593 | 4988.36 | 0.27798 | 24740.22 | 1 | 5000 | 4988.36 | 24740.22 | 0 | 0 | 0 | 0 | 23977.42 | 0 | 0 | 0 | 0 | 0 | 23977.42
2022012614 | 4 | 0.56791 | 56791 | 0.09119 | 4741.88 | 0.30596 | 27230.44 | 1 | 5000 | 4741.88 | 27230.44 | 0 | 0 | 0 | 0 | 19818.68 | 0 | 0 | 0 | 0 | 0 | 19818.68
2022012615 | 4 | 0.55322 | 55322 | 0.0958 | 4981.6 | 0.28551 | 25410.39 | 1 | 5000 | 4981.6 | 25410.39 | 0 | 0 | 0 | 0 | 19930.01 | 0 | 0 | 0 | 0 | 0 | 19930.01
2022012616 | 4 | 0.54547 | 54547 | 0.10038 | 5219.76 | 0.25214 | 22440.46 | 1 | 5000 | 5219.76 | 22440.46 | 0 | 0 | 0 | 0 | 21886.78 | 0 | 0 | 0 | 0 | 0 | 21886.78
2022012617 | 4 | 0.55232 | 55232 | 0.10324 | 5368.48 | 0.18419 | 16392.91 | 1 | 5000 | 5368.48 | 16392.91 | 0 | 0 | 0 | 0 | 28470.61 | 0 | 0 | 0 | 0 | 0 | 28470.61
2022012618 | 4 | 0.57567 | 57567 | 0.09738 | 5063.76 | 0.06177 | 5497.53 | 1 | 5000 | 5063.76 | 5497.53 | 0 | 0 | 0 | 0 | 42005.71 | 0 | 0 | 0 | 0 | 0 | 42005.71
2022012619 | 4 | 0.60919 | 60919 | 0.11001 | 5720.52 | 0.00626 | 557.14 | 1 | 5000 | 5720.52 | 557.14 | 0 | 0 | 0 | 0 | 49641.34 | 0 | 0 | 0 | 0 | 0 | 49641.34
2022012620 | 4 | 0.61434 | 61434 | 0.11884 | 6179.68 | 0.00536 | 477.04 | 1 | 5000 | 6179.68 | 477.04 | 0 | 0 | 0 | 0 | 49777.28 | 0 | 0 | 0 | 0 | 0 | 49777.28
2022012621 | 4 | 0.60999 | 60999 | 0.10924 | 5680.48 | 0.00537 | 477.93 | 1 | 5000 | 5680.48 | 477.93 | 0 | 0 | 0 | 0 | 49840.59 | 0 | 0 | 0 | 0 | 0 | 49840.59
2022012622 | 4 | 0.59367 | 59367 | 0.1049 | 5454.8 | 0.00537 | 477.93 | 1 | 5000 | 5454.8 | 477.93 | 0 | 0 | 0 | 0 | 48434.27 | 0 | 0 | 0 | 0 | 0 | 48434.27
2022012623 | 4 | 0.56513 | 56513 | 0.11149 | 5797.48 | 0.00537 | 477.93 | 1 | 5000 | 5797.48 | 477.93 | 0 | 0 | 0 | 0 | 45237.59 | 0 | 0 | 0 | 0 | 0 | 45237.59
2022012624 | 4 | 0.53936 | 53936 | 0.12268 | 6379.36 | 0.00537 | 477.93 | 1 | 5000 | 6379.36 | 477.93 | 0 | 0 | 0 | 0 | 42078.71 | 0 | 0 | 0 | 0 | 0 | 42078.71
2022012701 | 5 | 0.52374 | 52374 | 0.14061 | 7311.72 | 0.00537 | 477.93 | 1 | 5000 | 7311.72 | 477.93 | 0 | 0 | 0 | 0 | 39584.35 | 0 | 0 | 0 | 0 | 0 | 39584.35
2022012702 | 5 | 0.51593 | 51593 | 0.14118 | 7341.36 | 0.00537 | 477.93 | 1 | 5000 | 7341.36 | 477.93 | 0 | 0 | 0 | 0 | 38773.71 | 0 | 0 | 0 | 0 | 0 | 38773.71
2022012703 | 5 | 0.514 | 51400 | 0.14299 | 7435.48 | 0.00537 | 477.93 | 1 | 5000 | 7435.48 | 477.93 | 0 | 0 | 0 | 0 | 38486.59 | 0 | 0 | 0 | 0 | 0 | 38486.59
2022012704 | 5 | 0.51813 | 51813 | 0.14484 | 7531.68 | 0.00537 | 477.93 | 1 | 5000 | 7531.68 | 477.93 | 0 | 0 | 0 | 0 | 38803.39 | 0 | 0 | 0 | 0 | 0 | 38803.39
2022012705 | 5 | 0.53219 | 53219 | 0.14615 | 7599.8 | 0.00193 | 171.77 | 1 | 5000 | 7599.8 | 171.77 | 0 | 0 | 0 | 0 | 40447.43 | 0 | 0 | 0 | 0 | 0 | 40447.43
2022012706 | 5 | 0.56516 | 56516 | 0.14281 | 7426.12 | 0 | 0 | 1 | 5000 | 7426.12 | 0 | 0 | 0 | 0 | 0 | 44089.88 | 0 | 0 | 0 | 0 | 0 | 44089.88
2022012707 | 5 | 0.61342 | 61342 | 0.13334 | 6933.68 | 0 | 0 | 1 | 5000 | 6933.68 | 0 | 0 | 0 | 0 | 0 | 49408.32 | 0 | 0 | 0 | 0 | 0 | 49408.32
2022012708 | 5 | 0.63683 | 63683 | 0.13353 | 6943.56 | 0.00397 | 353.33 | 1 | 5000 | 6943.56 | 353.33 | 0 | 0 | 0 | 0 | 51386.11 | 0 | 0 | 0 | 0 | 0 | 51386.11
2022012709 | 5 | 0.62713 | 62713 | 0.10674 | 5550.48 | 0.07574 | 6740.86 | 1 | 5000 | 5550.48 | 6740.86 | 0 | 0 | 0 | 0 | 45421.66 | 0 | 0 | 0 | 0 | 0 | 45421.66
2022012710 | 5 | 0.6084 | 60840 | 0.0885 | 4602 | 0.20662 | 18389.18 | 1 | 5000 | 4602 | 18389.18 | 0 | 0 | 0 | 0 | 32848.82 | 0 | 0 | 0 | 0 | 0 | 32848.82
2022012711 | 5 | 0.59156 | 59156 | 0.0668 | 3473.6 | 0.29407 | 26172.23 | 1 | 5000 | 3473.6 | 26172.23 | 0 | 0 | 0 | 0 | 24510.17 | 0 | 0 | 0 | 0 | 0 | 24510.17
2022012712 | 5 | 0.57327 | 57327 | 0.05435 | 2826.2 | 0.40788 | 36301.32 | 1 | 5000 | 2826.2 | 36301.32 | 0 | 0 | 0 | 0 | 13199.48 | 0 | 0 | 0 | 0 | 0 | 13199.48
2022012713 | 5 | 0.55459 | 55459 | 0.06124 | 3184.48 | 0.44474 | 39581.86 | 1 | 5000 | 3184.48 | 39581.86 | 0 | 0 | 0 | 0 | 7692.66 | 0 | 0 | 0 | 0 | 0 | 7692.66
2022012714 | 5 | 0.5413 | 54130 | 0.08207 | 4267.64 | 0.48654 | 43302.06 | 1 | 5000 | 4267.64 | 43302.06 | 0 | 0 | 0 | 0 | 1560.3 | 0 | 0 | 0 | 0 | 0 | 1560.3
2022012715 | 5 | 0.52975 | 52975 | 0.11043 | 5742.36 | 0.51649 | 45967.61 | 1 | 5000 | 5742.36 | 42232.64 | 0 | 0 | 3734.97 | 3734.97 | 0 | 3174.7245 | 0 | 0 | 0 | 3174.7245 | 0
2022012716 | 5 | 0.52238 | 52238 | 0.14103 | 7333.56 | 0.53347 | 47478.83 | 1 | 5000 | 7333.56 | 39904.44 | 0 | 0 | 7574.39 | 7574.39 | 0 | 9612.956 | 0 | 0 | 0 | 6438.2315 | 0
2022012717 | 5 | 0.52586 | 52586 | 0.16365 | 8509.8 | 0.45844 | 40801.16 | 1 | 5000 | 8509.8 | 39076.2 | 0 | 0 | 1724.96 | 1724.96 | 0 | 11079.172 | 0 | 0 | 0 | 1466.216 | 0
2022012718 | 5 | 0.54295 | 54295 | 0.19854 | 10324.08 | 0.17354 | 15445.06 | 1 | 5000 | 10324.08 | 15445.06 | 0 | 0 | 0 | 0 | 23525.86 | 0 | 11079.172 | 0 | 0 | 0 | 12446.688
2022012719 | 5 | 0.571 | 57100 | 0.26646 | 13855.92 | 0.00326 | 290.14 | 1 | 5000 | 13855.92 | 290.14 | 0 | 0 | 0 | 0 | 37953.94 | 0 | 0 | 0 | 0 | 0 | 37953.94
2022012720 | 5 | 0.57709 | 57709 | 0.34055 | 17708.6 | 7e-05 | 6.23 | 1 | 5000 | 17708.6 | 6.23 | 0 | 0 | 0 | 0 | 34994.17 | 0 | 0 | 0 | 0 | 0 | 34994.17
2022012721 | 5 | 0.57603 | 57603 | 0.41797 | 21734.44 | 0 | 0 | 1 | 5000 | 21734.44 | 0 | 0 | 0 | 0 | 0 | 30868.56 | 0 | 0 | 0 | 0 | 0 | 30868.56
2022012722 | 5 | 0.5641 | 56410 | 0.47491 | 24695.32 | 0 | 0 | 1 | 5000 | 24695.32 | 0 | 0 | 0 | 0 | 0 | 26714.68 | 0 | 0 | 0 | 0 | 0 | 26714.68
2022012723 | 5 | 0.54209 | 54209 | 0.4808 | 25001.6 | 0 | 0 | 1 | 5000 | 25001.6 | 0 | 0 | 0 | 0 | 0 | 24207.4 | 0 | 0 | 0 | 0 | 0 | 24207.4
2022012724 | 5 | 0.52095 | 52095 | 0.47536 | 24718.72 | 0 | 0 | 1 | 5000 | 24718.72 | 0 | 0 | 0 | 0 | 0 | 22376.28 | 0 | 0 | 0 | 0 | 0 | 22376.28
2022012801 | 6 | 0.50937 | 50937 | 0.47781 | 24846.12 | 0 | 0 | 1 | 5000 | 24846.12 | 0 | 0 | 0 | 0 | 0 | 21090.88 | 0 | 0 | 0 | 0 | 0 | 21090.88
2022012802 | 6 | 0.5047 | 50470 | 0.48053 | 24987.56 | 0 | 0 | 1 | 5000 | 24987.56 | 0 | 0 | 0 | 0 | 0 | 20482.44 | 0 | 0 | 0 | 0 | 0 | 20482.44
2022012803 | 6 | 0.50906 | 50906 | 0.4605 | 23946 | 0 | 0 | 1 | 5000 | 23946 | 0 | 0 | 0 | 0 | 0 | 21960 | 0 | 0 | 0 | 0 | 0 | 21960
2022012804 | 6 | 0.52097 | 52097 | 0.46389 | 24122.28 | 0 | 0 | 1 | 5000 | 24122.28 | 0 | 0 | 0 | 0 | 0 | 22974.72 | 0 | 0 | 0 | 0 | 0 | 22974.72
2022012805 | 6 | 0.54068 | 54068 | 0.47415 | 24655.8 | 0 | 0 | 1 | 5000 | 24655.8 | 0 | 0 | 0 | 0 | 0 | 24412.2 | 0 | 0 | 0 | 0 | 0 | 24412.2
2022012806 | 6 | 0.57894 | 57894 | 0.46044 | 23942.88 | 0 | 0 | 1 | 5000 | 23942.88 | 0 | 0 | 0 | 0 | 0 | 28951.12 | 0 | 0 | 0 | 0 | 0 | 28951.12
2022012807 | 6 | 0.63236 | 63236 | 0.43625 | 22685 | 0 | 0 | 1 | 5000 | 22685 | 0 | 0 | 0 | 0 | 0 | 35551 | 0 | 0 | 0 | 0 | 0 | 35551
2022012808 | 6 | 0.66271 | 66271 | 0.4077 | 21200.4 | 0.00656 | 583.84 | 1 | 5000 | 21200.4 | 583.84 | 0 | 0 | 0 | 0 | 39486.76 | 0 | 0 | 0 | 0 | 0 | 39486.76
2022012809 | 6 | 0.65782 | 65782 | 0.34848 | 18120.96 | 0.27776 | 24720.64 | 1 | 5000 | 18120.96 | 24720.64 | 0 | 0 | 0 | 0 | 17940.4 | 0 | 0 | 0 | 0 | 0 | 17940.4
2022012810 | 6 | 0.63861 | 63861 | 0.2538 | 13197.6 | 0.69755 | 62081.95 | 1 | 5000 | 13197.6 | 45663.4 | 0 | 0 | 16418.55 | 16418.55 | 0 | 13955.7675 | 0 | 0 | 0 | 13955.7675 | 0
2022012811 | 6 | 0.61601 | 61601 | 0.21892 | 11383.84 | 0.75283 | 67001.87 | 1 | 5000 | 11383.84 | 45217.16 | 0 | 0 | 21784.71 | 21784.71 | 0 | 32472.771 | 0 | 0 | 0 | 18517.0035 | 0
2022012812 | 6 | 0.59186 | 59186 | 0.25073 | 13037.96 | 0.75461 | 67160.29 | 1 | 5000 | 13037.96 | 41148.04 | 0 | 0 | 26012.25 | 26012.25 | 0 | 54583.1835 | 0 | 0 | 0 | 22110.4125 | 0
2022012813 | 6 | 0.57002 | 57002 | 0.27811 | 14461.72 | 0.75423 | 67126.47 | 1 | 5000 | 14461.72 | 37540.28 | 0 | 0 | 29586.19 | 29586.19 | 0 | 79731.445 | 0 | 0 | 0 | 25148.2615 | 0
2022012814 | 6 | 0.55334 | 55334 | 0.28099 | 14611.48 | 0.76784 | 68337.76 | 1 | 5000 | 14611.48 | 35722.52 | 0 | 0 | 32615.24 | 32615.24 | 0 | 107454.399 | 0 | 0 | 0 | 27722.954 | 0
2022012815 | 6 | 0.53842 | 53842 | 0.2646 | 13759.2 | 0.78991 | 70301.99 | 1 | 5000 | 13759.2 | 35082.8 | 0 | 0 | 35219.19 | 35219.19 | 0 | 137390.7105 | 0 | 0 | 0 | 29936.3115 | 0
2022012816 | 6 | 0.52913 | 52913 | 0.24253 | 12611.56 | 0.81275 | 72334.75 | 1 | 5000 | 12611.56 | 35301.44 | 0 | 0 | 37033.31 | 37033.31 | 0 | 168869.024 | 0 | 0 | 0 | 31478.3135 | 0
2022012817 | 6 | 0.52831 | 52831 | 0.20351 | 10582.52 | 0.71996 | 64076.44 | 1 | 5000 | 10582.52 | 37248.48 | 0 | 0 | 26827.96 | 26827.96 | 0 | 191672.79 | 0 | 0 | 0 | 22803.766 | 0
2022012818 | 6 | 0.54278 | 54278 | 0.12921 | 6718.92 | 0.26314 | 23419.46 | 1 | 5000 | 6718.92 | 23419.46 | 0 | 0 | 0 | 0 | 19139.62 | 172533.17 | 19139.62 | 0 | 0 | 0 | 0
2022012819 | 6 | 0.57587 | 57587 | 0.07706 | 4007.12 | 0.00488 | 434.32 | 1 | 5000 | 4007.12 | 434.32 | 0 | 0 | 0 | 0 | 48145.56 | 124387.61 | 48145.56 | 0 | 0 | 0 | 0
2022012820 | 6 | 0.58782 | 58782 | 0.06244 | 3246.88 | 6e-05 | 5.34 | 1 | 5000 | 3246.88 | 5.34 | 0 | 0 | 0 | 0 | 50529.78 | 73857.83 | 50529.78 | 0 | 0 | 0 | 0
2022012821 | 6 | 0.59357 | 59357 | 0.06522 | 3391.44 | 6e-05 | 5.34 | 1 | 5000 | 3391.44 | 5.34 | 0 | 0 | 0 | 0 | 50960.22 | 22897.61 | 50960.22 | 0 | 0 | 0 | 0
2022012822 | 6 | 0.59242 | 59242 | 0.08062 | 4192.24 | 6e-05 | 5.34 | 1 | 5000 | 4192.24 | 5.34 | 0 | 0 | 0 | 0 | 50044.42 | 0 | 22897.61 | 0 | 0 | 0 | 27146.81
2022012823 | 6 | 0.58184 | 58184 | 0.10536 | 5478.72 | 6e-05 | 5.34 | 1 | 5000 | 5478.72 | 5.34 | 0 | 0 | 0 | 0 | 47699.94 | 0 | 0 | 0 | 0 | 0 | 47699.94
2022012824 | 6 | 0.57143 | 57143 | 0.13632 | 7088.64 | 6e-05 | 5.34 | 1 | 5000 | 7088.64 | 5.34 | 0 | 0 | 0 | 0 | 45049.02 | 0 | 0 | 0 | 0 | 0 | 45049.02
2022012901 | 7 | 0.56318 | 56318 | 0.16733 | 8701.16 | 6e-05 | 5.34 | 1 | 5000 | 8701.16 | 5.34 | 0 | 0 | 0 | 0 | 42611.5 | 0 | 0 | 0 | 0 | 0 | 42611.5
2022012902 | 7 | 0.56496 | 56496 | 0.22028 | 11454.56 | 6e-05 | 5.34 | 1 | 5000 | 11454.56 | 5.34 | 0 | 0 | 0 | 0 | 40036.1 | 0 | 0 | 0 | 0 | 0 | 40036.1
2022012903 | 7 | 0.56987 | 56987 | 0.27262 | 14176.24 | 6e-05 | 5.34 | 1 | 5000 | 14176.24 | 5.34 | 0 | 0 | 0 | 0 | 37805.42 | 0 | 0 | 0 | 0 | 0 | 37805.42
2022012904 | 7 | 0.57865 | 57865 | 0.30802 | 16017.04 | 6e-05 | 5.34 | 1 | 5000 | 16017.04 | 5.34 | 0 | 0 | 0 | 0 | 36842.62 | 0 | 0 | 0 | 0 | 0 | 36842.62
2022012905 | 7 | 0.59253 | 59253 | 0.32355 | 16824.6 | 0 | 0 | 1 | 5000 | 16824.6 | 0 | 0 | 0 | 0 | 0 | 37428.4 | 0 | 0 | 0 | 0 | 0 | 37428.4
2022012906 | 7 | 0.61192 | 61192 | 0.33157 | 17241.64 | 0 | 0 | 1 | 5000 | 17241.64 | 0 | 0 | 0 | 0 | 0 | 38950.36 | 0 | 0 | 0 | 0 | 0 | 38950.36
2022012907 | 7 | 0.63861 | 63861 | 0.31806 | 16539.12 | 0 | 0 | 1 | 5000 | 16539.12 | 0 | 0 | 0 | 0 | 0 | 42321.88 | 0 | 0 | 0 | 0 | 0 | 42321.88
2022012908 | 7 | 0.66177 | 66177 | 0.32298 | 16794.96 | 0.01304 | 1160.56 | 1 | 5000 | 16794.96 | 1160.56 | 0 | 0 | 0 | 0 | 43221.48 | 0 | 0 | 0 | 0 | 0 | 43221.48
2022012909 | 7 | 0.65696 | 65696 | 0.31905 | 16590.6 | 0.33532 | 29843.48 | 1 | 5000 | 16590.6 | 29843.48 | 0 | 0 | 0 | 0 | 14261.92 | 0 | 0 | 0 | 0 | 0 | 14261.92
2022012910 | 7 | 0.62529 | 62529 | 0.22094 | 11488.88 | 0.75286 | 67004.54 | 1 | 5000 | 11488.88 | 46040.12 | 0 | 0 | 20964.42 | 20964.42 | 0 | 17819.757 | 0 | 0 | 0 | 17819.757 | 0
2022012911 | 7 | 0.58747 | 58747 | 0.16836 | 8754.72 | 0.77474 | 68951.86 | 1 | 5000 | 8754.72 | 44992.28 | 0 | 0 | 23959.58 | 23959.58 | 0 | 38185.4 | 0 | 0 | 0 | 20365.643 | 0
2022012912 | 7 | 0.5525 | 55250 | 0.22837 | 11875.24 | 0.7673 | 68289.7 | 1 | 5000 | 11875.24 | 38374.76 | 0 | 0 | 29914.94 | 29914.94 | 0 | 63613.099 | 0 | 0 | 0 | 25427.699 | 0
2022012913 | 7 | 0.52336 | 52336 | 0.27962 | 14540.24 | 0.70289 | 62557.21 | 1 | 5000 | 14540.24 | 32795.76 | 0 | 0 | 29761.45 | 29761.45 | 0 | 88910.3315 | 0 | 0 | 0 | 25297.2325 | 0
2022012914 | 7 | 0.4994 | 49940 | 0.27693 | 14400.36 | 0.68189 | 60688.21 | 1 | 5000 | 14400.36 | 30539.64 | 0 | 0 | 30148.57 | 30148.57 | 0 | 114536.616 | 0 | 0 | 0 | 25626.2845 | 0
2022012915 | 7 | 0.48333 | 48333 | 0.24737 | 12863.24 | 0.75177 | 66907.53 | 1 | 5000 | 12863.24 | 30469.76 | 0 | 0 | 36437.77 | 36437.77 | 0 | 145508.7205 | 0 | 0 | 0 | 30972.1045 | 0
2022012916 | 7 | 0.47545 | 47545 | 0.23359 | 12146.68 | 0.80283 | 71451.87 | 1 | 5000 | 12146.68 | 30398.32 | 0 | 0 | 41053.55 | 41053.55 | 0 | 180404.238 | 0 | 0 | 0 | 34895.5175 | 0
2022012917 | 7 | 0.475 | 47500 | 0.22237 | 11563.24 | 0.71389 | 63536.21 | 1 | 5000 | 11563.24 | 30936.76 | 0 | 0 | 32599.45 | 32599.45 | 0 | 200000 | 0 | 0 | 0 | 19595.762 | 0
2022012918 | 7 | 0.48446 | 48446 | 0.20843 | 10838.36 | 0.26767 | 23822.63 | 1 | 5000 | 10838.36 | 23822.63 | 0 | 0 | 0 | 0 | 8785.01 | 191214.99 | 8785.01 | 0 | 0 | 0 | 0
2022012919 | 7 | 0.51236 | 51236 | 0.2223 | 11559.6 | 0.00564 | 501.96 | 1 | 5000 | 11559.6 | 501.96 | 0 | 0 | 0 | 0 | 34174.44 | 157040.55 | 34174.44 | 0 | 0 | 0 | 0
2022012920 | 7 | 0.52211 | 52211 | 0.2681 | 13941.2 | 0 | 0 | 1 | 5000 | 13941.2 | 0 | 0 | 0 | 0 | 0 | 33269.8 | 123770.75 | 33269.8 | 0 | 0 | 0 | 0
2022012921 | 7 | 0.52646 | 52646 | 0.34554 | 17968.08 | 0 | 0 | 1 | 5000 | 17968.08 | 0 | 0 | 0 | 0 | 0 | 29677.92 | 94092.83 | 29677.92 | 0 | 0 | 0 | 0
2022012922 | 7 | 0.52778 | 52778 | 0.46408 | 24132.16 | 0 | 0 | 1 | 5000 | 24132.16 | 0 | 0 | 0 | 0 | 0 | 23645.84 | 70446.99 | 23645.84 | 0 | 0 | 0 | 0
2022012923 | 7 | 0.52253 | 52253 | 0.50149 | 26077.48 | 0 | 0 | 1 | 5000 | 26077.48 | 0 | 0 | 0 | 0 | 0 | 21175.52 | 49271.47 | 21175.52 | 0 | 0 | 0 | 0
2022012924 | 7 | 0.51369 | 51369 | 0.51094 | 26568.88 | 0 | 0 | 1 | 5000 | 26568.88 | 0 | 0 | 0 | 0 | 0 | 19800.12 | 29471.35 | 19800.12 | 0 | 0 | 0 | 0
2022013001 | 1 | 0.50758 | 50758 | 0.51636 | 26850.72 | 0 | 0 | 1 | 5000 | 26850.72 | 0 | 0 | 0 | 0 | 0 | 18907.28 | 10564.07 | 18907.28 | 0 | 0 | 0 | 0
2022013002 | 1 | 0.5042 | 50420 | 0.51619 | 26841.88 | 0 | 0 | 1 | 5000 | 26841.88 | 0 | 0 | 0 | 0 | 0 | 18578.12 | 0 | 10564.07 | 0 | 0 | 0 | 8014.05
2022013003 | 1 | 0.50797 | 50797 | 0.50739 | 26384.28 | 0 | 0 | 1 | 5000 | 26384.28 | 0 | 0 | 0 | 0 | 0 | 19412.72 | 0 | 0 | 0 | 0 | 0 | 19412.72
2022013004 | 1 | 0.51458 | 51458 | 0.49953 | 25975.56 | 0 | 0 | 1 | 5000 | 25975.56 | 0 | 0 | 0 | 0 | 0 | 20482.44 | 0 | 0 | 0 | 0 | 0 | 20482.44
2022013005 | 1 | 0.52392 | 52392 | 0.46304 | 24078.08 | 0 | 0 | 1 | 5000 | 24078.08 | 0 | 0 | 0 | 0 | 0 | 23313.92 | 0 | 0 | 0 | 0 | 0 | 23313.92
2022013006 | 1 | 0.53756 | 53756 | 0.38512 | 20026.24 | 0 | 0 | 1 | 5000 | 20026.24 | 0 | 0 | 0 | 0 | 0 | 28729.76 | 0 | 0 | 0 | 0 | 0 | 28729.76
2022013007 | 1 | 0.55951 | 55951 | 0.34306 | 17839.12 | 0 | 0 | 1 | 5000 | 17839.12 | 0 | 0 | 0 | 0 | 0 | 33111.88 | 0 | 0 | 0 | 0 | 0 | 33111.88
2022013008 | 1 | 0.58125 | 58125 | 0.30842 | 16037.84 | 0.01223 | 1088.47 | 1 | 5000 | 16037.84 | 1088.47 | 0 | 0 | 0 | 0 | 35998.69 | 0 | 0 | 0 | 0 | 0 | 35998.69
2022013009 | 1 | 0.58041 | 58041 | 0.25684 | 13355.68 | 0.31483 | 28019.87 | 1 | 5000 | 13355.68 | 28019.87 | 0 | 0 | 0 | 0 | 11665.45 | 0 | 0 | 0 | 0 | 0 | 11665.45
2022013010 | 1 | 0.55679 | 55679 | 0.14961 | 7779.72 | 0.70431 | 62683.59 | 1 | 5000 | 7779.72 | 42899.28 | 0 | 0 | 19784.31 | 19784.31 | 0 | 16816.6635 | 0 | 0 | 0 | 16816.6635 | 0
2022013011 | 1 | 0.5291 | 52910 | 0.12075 | 6279 | 0.76321 | 67925.69 | 1 | 5000 | 6279 | 41631 | 0 | 0 | 26294.69 | 26294.69 | 0 | 39167.15 | 0 | 0 | 0 | 22350.4865 | 0
2022013012 | 1 | 0.50637 | 50637 | 0.14632 | 7608.64 | 0.73556 | 65464.84 | 1 | 5000 | 7608.64 | 38028.36 | 0 | 0 | 27436.48 | 27436.48 | 0 | 62488.158 | 0 | 0 | 0 | 23321.008 | 0
2022013013 | 1 | 0.48994 | 48994 | 0.14235 | 7402.2 | 0.70177 | 62457.53 | 1 | 5000 | 7402.2 | 36591.8 | 0 | 0 | 25865.73 | 25865.73 | 0 | 84474.0285 | 0 | 0 | 0 | 21985.8705 | 0
2022013014 | 1 | 0.47811 | 47811 | 0.17206 | 8947.12 | 0.70158 | 62440.62 | 1 | 5000 | 8947.12 | 33863.88 | 0 | 0 | 28576.74 | 28576.74 | 0 | 108764.2575 | 0 | 0 | 0 | 24290.229 | 0
2022013015 | 1 | 0.47143 | 47143 | 0.20098 | 10450.96 | 0.65211 | 58037.79 | 1 | 5000 | 10450.96 | 31692.04 | 0 | 0 | 26345.75 | 26345.75 | 0 | 131158.145 | 0 | 0 | 0 | 22393.8875 | 0
2022013016 | 1 | 0.46907 | 46907 | 0.21299 | 11075.48 | 0.55507 | 49401.23 | 1 | 5000 | 11075.48 | 30831.52 | 0 | 0 | 18569.71 | 18569.71 | 0 | 146942.3985 | 0 | 0 | 0 | 15784.2535 | 0
2022013017 | 1 | 0.47118 | 47118 | 0.20133 | 10469.16 | 0.4527 | 40290.3 | 1 | 5000 | 10469.16 | 31648.84 | 0 | 0 | 8641.46 | 8641.46 | 0 | 154287.6395 | 0 | 0 | 0 | 7345.241 | 0
2022013018 | 1 | 0.4856 | 48560 | 0.19753 | 10271.56 | 0.13084 | 11644.76 | 1 | 5000 | 10271.56 | 11644.76 | 0 | 0 | 0 | 0 | 21643.68 | 132643.9595 | 21643.68 | 0 | 0 | 0 | 0
2022013019 | 1 | 0.51179 | 51179 | 0.23319 | 12125.88 | 0.00234 | 208.26 | 1 | 5000 | 12125.88 | 208.26 | 0 | 0 | 0 | 0 | 33844.86 | 98799.0995 | 33844.86 | 0 | 0 | 0 | 0
2022013020 | 1 | 0.51891 | 51891 | 0.29153 | 15159.56 | 0 | 0 | 1 | 5000 | 15159.56 | 0 | 0 | 0 | 0 | 0 | 31731.44 | 67067.6595 | 31731.44 | 0 | 0 | 0 | 0
2022013021 | 1 | 0.51246 | 51246 | 0.31331 | 16292.12 | 0 | 0 | 1 | 5000 | 16292.12 | 0 | 0 | 0 | 0 | 0 | 29953.88 | 37113.7795 | 29953.88 | 0 | 0 | 0 | 0
2022013022 | 1 | 0.50413 | 50413 | 0.305 | 15860 | 0 | 0 | 1 | 5000 | 15860 | 0 | 0 | 0 | 0 | 0 | 29553 | 7560.7795 | 29553 | 0 | 0 | 0 | 0
2022013023 | 1 | 0.48175 | 48175 | 0.30065 | 15633.8 | 0 | 0 | 1 | 5000 | 15633.8 | 0 | 0 | 0 | 0 | 0 | 27541.2 | 0 | 7560.7795 | 0 | 0 | 0 | 19980.4205
2022013024 | 1 | 0.45946 | 45946 | 0.33726 | 17537.52 | 0 | 0 | 1 | 5000 | 17537.52 | 0 | 0 | 0 | 0 | 0 | 23408.48 | 0 | 0 | 0 | 0 | 0 | 23408.48
2022013101 | 2 | 0.44404 | 44404 | 0.39855 | 20724.6 | 0 | 0 | 1 | 5000 | 20724.6 | 0 | 0 | 0 | 0 | 0 | 18679.4 | 0 | 0 | 0 | 0 | 0 | 18679.4
2022013102 | 2 | 0.43733 | 43733 | 0.42247 | 21968.44 | 0 | 0 | 1 | 5000 | 21968.44 | 0 | 0 | 0 | 0 | 0 | 16764.56 | 0 | 0 | 0 | 0 | 0 | 16764.56
2022013103 | 2 | 0.43492 | 43492 | 0.40565 | 21093.8 | 0 | 0 | 1 | 5000 | 21093.8 | 0 | 0 | 0 | 0 | 0 | 17398.2 | 0 | 0 | 0 | 0 | 0 | 17398.2
2022013104 | 2 | 0.43883 | 43883 | 0.36518 | 18989.36 | 0 | 0 | 1 | 5000 | 18989.36 | 0 | 0 | 0 | 0 | 0 | 19893.64 | 0 | 0 | 0 | 0 | 0 | 19893.64
2022013105 | 2 | 0.45145 | 45145 | 0.32195 | 16741.4 | 0 | 0 | 1 | 5000 | 16741.4 | 0 | 0 | 0 | 0 | 0 | 23403.6 | 0 | 0 | 0 | 0 | 0 | 23403.6
2022013106 | 2 | 0.48077 | 48077 | 0.30303 | 15757.56 | 0 | 0 | 1 | 5000 | 15757.56 | 0 | 0 | 0 | 0 | 0 | 27319.44 | 0 | 0 | 0 | 0 | 0 | 27319.44
2022013107 | 2 | 0.52365 | 52365 | 0.23968 | 12463.36 | 0 | 0 | 1 | 5000 | 12463.36 | 0 | 0 | 0 | 0 | 0 | 34901.64 | 0 | 0 | 0 | 0 | 0 | 34901.64
2022013108 | 2 | 0.5454 | 54540 | 0.19739 | 10264.28 | 0.00394 | 350.66 | 1 | 5000 | 10264.28 | 350.66 | 0 | 0 | 0 | 0 | 38925.06 | 0 | 0 | 0 | 0 | 0 | 38925.06
2022013109 | 2 | 0.54123 | 54123 | 0.14881 | 7738.12 | 0.1568 | 13955.2 | 1 | 5000 | 7738.12 | 13955.2 | 0 | 0 | 0 | 0 | 27429.68 | 0 | 0 | 0 | 0 | 0 | 27429.68
2022013110 | 2 | 0.53787 | 53787 | 0.10081 | 5242.12 | 0.41411 | 36855.79 | 1 | 5000 | 5242.12 | 36855.79 | 0 | 0 | 0 | 0 | 6689.09 | 0 | 0 | 0 | 0 | 0 | 6689.09
2022013111 | 2 | 0.53297 | 53297 | 0.08637 | 4491.24 | 0.50965 | 45358.85 | 1 | 5000 | 4491.24 | 43805.76 | 0 | 0 | 1553.09 | 1553.09 | 0 | 1320.1265 | 0 | 0 | 0 | 1320.1265 | 0
2022013112 | 2 | 0.52791 | 52791 | 0.11905 | 6190.6 | 0.59142 | 52636.38 | 1 | 5000 | 6190.6 | 41600.4 | 0 | 0 | 11035.98 | 11035.98 | 0 | 10700.7095 | 0 | 0 | 0 | 9380.583 | 0
2022013113 | 2 | 0.52489 | 52489 | 0.14184 | 7375.68 | 0.62333 | 55476.37 | 1 | 5000 | 7375.68 | 40113.32 | 0 | 0 | 15363.05 | 15363.05 | 0 | 23759.302 | 0 | 0 | 0 | 13058.5925 | 0
2022013114 | 2 | 0.52272 | 52272 | 0.15231 | 7920.12 | 0.62687 | 55791.43 | 1 | 5000 | 7920.12 | 39351.88 | 0 | 0 | 16439.55 | 16439.55 | 0 | 37732.9195 | 0 | 0 | 0 | 13973.6175 | 0
2022013115 | 2 | 0.51736 | 51736 | 0.19375 | 10075 | 0.65806 | 58567.34 | 1 | 5000 | 10075 | 36661 | 0 | 0 | 21906.34 | 21906.34 | 0 | 56353.3085 | 0 | 0 | 0 | 18620.389 | 0
2022013116 | 2 | 0.51529 | 51529 | 0.21559 | 11210.68 | 0.64636 | 57526.04 | 1 | 5000 | 11210.68 | 35318.32 | 0 | 0 | 22207.72 | 22207.72 | 0 | 75229.8705 | 0 | 0 | 0 | 18876.562 | 0
2022013117 | 2 | 0.51942 | 51942 | 0.21707 | 11287.64 | 0.59026 | 52533.14 | 1 | 5000 | 11287.64 | 35654.36 | 0 | 0 | 16878.78 | 16878.78 | 0 | 89576.8335 | 0 | 0 | 0 | 14346.963 | 0
2022013118 | 2 | 0.52955 | 52955 | 0.2079 | 10810.8 | 0.26025 | 23162.25 | 1 | 5000 | 10810.8 | 23162.25 | 0 | 0 | 0 | 0 | 13981.95 | 75594.8835 | 13981.95 | 0 | 0 | 0 | 0
2022013119 | 2 | 0.54715 | 54715 | 0.25246 | 13127.92 | 0.00635 | 565.15 | 1 | 5000 | 13127.92 | 565.15 | 0 | 0 | 0 | 0 | 36021.93 | 39572.9535 | 36021.93 | 0 | 0 | 0 | 0
2022013120 | 2 | 0.5468 | 54680 | 0.3643 | 18943.6 | 0 | 0 | 1 | 5000 | 18943.6 | 0 | 0 | 0 | 0 | 0 | 30736.4 | 8836.5535 | 30736.4 | 0 | 0 | 0 | 0
2022013121 | 2 | 0.53841 | 53841 | 0.42942 | 22329.84 | 0 | 0 | 1 | 5000 | 22329.84 | 0 | 0 | 0 | 0 | 0 | 26511.16 | 0 | 8836.5535 | 0 | 0 | 0 | 17674.6065
2022013122 | 2 | 0.5196 | 51960 | 0.43758 | 22754.16 | 0 | 0 | 1 | 5000 | 22754.16 | 0 | 0 | 0 | 0 | 0 | 24205.84 | 0 | 0 | 0 | 0 | 0 | 24205.84
2022013123 | 2 | 0.49115 | 49115 | 0.43141 | 22433.32 | 0 | 0 | 1 | 5000 | 22433.32 | 0 | 0 | 0 | 0 | 0 | 21681.68 | 0 | 0 | 0 | 0 | 0 | 21681.68
2022013124 | 2 | 0.46493 | 46493 | 0.42674 | 22190.48 | 0 | 0 | 1 | 5000 | 22190.48 | 0 | 0 | 0 | 0 | 0 | 19302.52 | 0 | 0 | 0 | 0 | 0 | 19302.52
2022020101 | 3 | 0.44689 | 44689 | 0.42076 | 21879.52 | 0 | 0 | 1 | 5000 | 21879.52 | 0 | 0 | 0 | 0 | 0 | 17809.48 | 0 | 0 | 0 | 0 | 0 | 17809.48
2022020102 | 3 | 0.43492 | 43492 | 0.4054 | 21080.8 | 0 | 0 | 1 | 5000 | 21080.8 | 0 | 0 | 0 | 0 | 0 | 17411.2 | 0 | 0 | 0 | 0 | 0 | 17411.2
2022020103 | 3 | 0.43147 | 43147 | 0.39675 | 20631 | 0 | 0 | 1 | 5000 | 20631 | 0 | 0 | 0 | 0 | 0 | 17516 | 0 | 0 | 0 | 0 | 0 | 17516
2022020104 | 3 | 0.43184 | 43184 | 0.39322 | 20447.44 | 0 | 0 | 1 | 5000 | 20447.44 | 0 | 0 | 0 | 0 | 0 | 17736.56 | 0 | 0 | 0 | 0 | 0 | 17736.56
2022020105 | 3 | 0.44046 | 44046 | 0.3874 | 20144.8 | 0 | 0 | 1 | 5000 | 20144.8 | 0 | 0 | 0 | 0 | 0 | 18901.2 | 0 | 0 | 0 | 0 | 0 | 18901.2
2022020106 | 3 | 0.46646 | 46646 | 0.38949 | 20253.48 | 0 | 0 | 1 | 5000 | 20253.48 | 0 | 0 | 0 | 0 | 0 | 21392.52 | 0 | 0 | 0 | 0 | 0 | 21392.52
2022020107 | 3 | 0.50606 | 50606 | 0.40644 | 21134.88 | 0 | 0 | 1 | 5000 | 21134.88 | 0 | 0 | 0 | 0 | 0 | 24471.12 | 0 | 0 | 0 | 0 | 0 | 24471.12
2022020108 | 3 | 0.52514 | 52514 | 0.41174 | 21410.48 | 0.00213 | 189.57 | 1 | 5000 | 21410.48 | 189.57 | 0 | 0 | 0 | 0 | 25913.95 | 0 | 0 | 0 | 0 | 0 | 25913.95
2022020109 | 3 | 0.52433 | 52433 | 0.39023 | 20291.96 | 0.08536 | 7597.04 | 1 | 5000 | 20291.96 | 7597.04 | 0 | 0 | 0 | 0 | 19544 | 0 | 0 | 0 | 0 | 0 | 19544
2022020110 | 3 | 0.52436 | 52436 | 0.35483 | 18451.16 | 0.23478 | 20895.42 | 1 | 5000 | 18451.16 | 20895.42 | 0 | 0 | 0 | 0 | 8089.42 | 0 | 0 | 0 | 0 | 0 | 8089.42
2022020111 | 3 | 0.52033 | 52033 | 0.32041 | 16661.32 | 0.31844 | 28341.16 | 1 | 5000 | 16661.32 | 28341.16 | 0 | 0 | 0 | 0 | 2030.52 | 0 | 0 | 0 | 0 | 0 | 2030.52
2022020112 | 3 | 0.51329 | 51329 | 0.28751 | 14950.52 | 0.40246 | 35818.94 | 1 | 5000 | 14950.52 | 31378.48 | 0 | 0 | 4440.46 | 4440.46 | 0 | 3774.391 | 0 | 0 | 0 | 3774.391 | 0
2022020113 | 3 | 0.50756 | 50756 | 0.25192 | 13099.84 | 0.49158 | 43750.62 | 1 | 5000 | 13099.84 | 32656.16 | 0 | 0 | 11094.46 | 11094.46 | 0 | 13204.682 | 0 | 0 | 0 | 9430.291 | 0
2022020114 | 3 | 0.50254 | 50254 | 0.21085 | 10964.2 | 0.55051 | 48995.39 | 1 | 5000 | 10964.2 | 34289.8 | 0 | 0 | 14705.59 | 14705.59 | 0 | 25704.4335 | 0 | 0 | 0 | 12499.7515 | 0
2022020115 | 3 | 0.49906 | 49906 | 0.18126 | 9425.52 | 0.63268 | 56308.52 | 1 | 5000 | 9425.52 | 35480.48 | 0 | 0 | 20828.04 | 20828.04 | 0 | 43408.2675 | 0 | 0 | 0 | 17703.834 | 0
2022020116 | 3 | 0.49641 | 49641 | 0.18457 | 9597.64 | 0.54777 | 48751.53 | 1 | 5000 | 9597.64 | 35043.36 | 0 | 0 | 13708.17 | 13708.17 | 0 | 55060.212 | 0 | 0 | 0 | 11651.9445 | 0
2022020117 | 3 | 0.49885 | 49885 | 0.19228 | 9998.56 | 0.47063 | 41886.07 | 1 | 5000 | 9998.56 | 34886.44 | 0 | 0 | 6999.63 | 6999.63 | 0 | 61009.8975 | 0 | 0 | 0 | 5949.6855 | 0
2022020118 | 3 | 0.50733 | 50733 | 0.19442 | 10109.84 | 0.18337 | 16319.93 | 1 | 5000 | 10109.84 | 16319.93 | 0 | 0 | 0 | 0 | 19303.23 | 41706.6675 | 19303.23 | 0 | 0 | 0 | 0
2022020119 | 3 | 0.52642 | 52642 | 0.23456 | 12197.12 | 0.00196 | 174.44 | 1 | 5000 | 12197.12 | 174.44 | 0 | 0 | 0 | 0 | 35270.44 | 6436.2275 | 35270.44 | 0 | 0 | 0 | 0
2022020120 | 3 | 0.52914 | 52914 | 0.32405 | 16850.6 | 6e-05 | 5.34 | 1 | 5000 | 16850.6 | 5.34 | 0 | 0 | 0 | 0 | 31058.06 | 0 | 6436.2275 | 0 | 0 | 0 | 24621.8325
2022020121 | 3 | 0.52087 | 52087 | 0.3893 | 20243.6 | 6e-05 | 5.34 | 1 | 5000 | 20243.6 | 5.34 | 0 | 0 | 0 | 0 | 26838.06 | 0 | 0 | 0 | 0 | 0 | 26838.06
2022020122 | 3 | 0.50522 | 50522 | 0.42343 | 22018.36 | 6e-05 | 5.34 | 1 | 5000 | 22018.36 | 5.34 | 0 | 0 | 0 | 0 | 23498.3 | 0 | 0 | 0 | 0 | 0 | 23498.3
2022020123 | 3 | 0.48061 | 48061 | 0.45722 | 23775.44 | 6e-05 | 5.34 | 1 | 5000 | 23775.44 | 5.34 | 0 | 0 | 0 | 0 | 19280.22 | 0 | 0 | 0 | 0 | 0 | 19280.22
2022020124 | 3 | 0.45598 | 45598 | 0.44595 | 23189.4 | 0 | 0 | 1 | 5000 | 23189.4 | 0 | 0 | 0 | 0 | 0 | 17408.6 | 0 | 0 | 0 | 0 | 0 | 17408.6
2022020201 | 4 | 0.43828 | 43828 | 0.43453 | 22595.56 | 0 | 0 | 1 | 5000 | 22595.56 | 0 | 0 | 0 | 0 | 0 | 16232.44 | 0 | 0 | 0 | 0 | 0 | 16232.44
2022020202 | 4 | 0.42815 | 42815 | 0.42775 | 22243 | 0 | 0 | 1 | 5000 | 22243 | 0 | 0 | 0 | 0 | 0 | 15572 | 0 | 0 | 0 | 0 | 0 | 15572
2022020203 | 4 | 0.42465 | 42465 | 0.42621 | 22162.92 | 0 | 0 | 1 | 5000 | 22162.92 | 0 | 0 | 0 | 0 | 0 | 15302.08 | 0 | 0 | 0 | 0 | 0 | 15302.08
2022020204 | 4 | 0.42516 | 42516 | 0.42518 | 22109.36 | 0 | 0 | 1 | 5000 | 22109.36 | 0 | 0 | 0 | 0 | 0 | 15406.64 | 0 | 0 | 0 | 0 | 0 | 15406.64
2022020205 | 4 | 0.43653 | 43653 | 0.43945 | 22851.4 | 0 | 0 | 1 | 5000 | 22851.4 | 0 | 0 | 0 | 0 | 0 | 15801.6 | 0 | 0 | 0 | 0 | 0 | 15801.6
2022020206 | 4 | 0.46518 | 46518 | 0.48089 | 25006.28 | 0 | 0 | 1 | 5000 | 25006.28 | 0 | 0 | 0 | 0 | 0 | 16511.72 | 0 | 0 | 0 | 0 | 0 | 16511.72
2022020207 | 4 | 0.5089 | 50890 | 0.51682 | 26874.64 | 0 | 0 | 1 | 5000 | 26874.64 | 0 | 0 | 0 | 0 | 0 | 19015.36 | 0 | 0 | 0 | 0 | 0 | 19015.36
2022020208 | 4 | 0.53486 | 53486 | 0.54148 | 28156.96 | 0.00104 | 92.56 | 1 | 5000 | 28156.96 | 92.56 | 0 | 0 | 0 | 0 | 20236.48 | 0 | 0 | 0 | 0 | 0 | 20236.48
2022020209 | 4 | 0.54297 | 54297 | 0.53648 | 27896.96 | 0.01074 | 955.86 | 1 | 5000 | 27896.96 | 955.86 | 0 | 0 | 0 | 0 | 20444.18 | 0 | 0 | 0 | 0 | 0 | 20444.18
2022020210 | 4 | 0.55145 | 55145 | 0.54612 | 28398.24 | 0.03143 | 2797.27 | 1 | 5000 | 28398.24 | 2797.27 | 0 | 0 | 0 | 0 | 18949.49 | 0 | 0 | 0 | 0 | 0 | 18949.49
2022020211 | 4 | 0.56059 | 56059 | 0.55174 | 28690.48 | 0.079 | 7031 | 1 | 5000 | 28690.48 | 7031 | 0 | 0 | 0 | 0 | 15337.52 | 0 | 0 | 0 | 0 | 0 | 15337.52
2022020212 | 4 | 0.56722 | 56722 | 0.51584 | 26823.68 | 0.12801 | 11392.89 | 1 | 5000 | 26823.68 | 11392.89 | 0 | 0 | 0 | 0 | 13505.43 | 0 | 0 | 0 | 0 | 0 | 13505.43
2022020213 | 4 | 0.57384 | 57384 | 0.50544 | 26282.88 | 0.16296 | 14503.44 | 1 | 5000 | 26282.88 | 14503.44 | 0 | 0 | 0 | 0 | 11597.68 | 0 | 0 | 0 | 0 | 0 | 11597.68
2022020214 | 4 | 0.57933 | 57933 | 0.50915 | 26475.8 | 0.1801 | 16028.9 | 1 | 5000 | 26475.8 | 16028.9 | 0 | 0 | 0 | 0 | 10428.3 | 0 | 0 | 0 | 0 | 0 | 10428.3
2022020215 | 4 | 0.58183 | 58183 | 0.49982 | 25990.64 | 0.15715 | 13986.35 | 1 | 5000 | 25990.64 | 13986.35 | 0 | 0 | 0 | 0 | 13206.01 | 0 | 0 | 0 | 0 | 0 | 13206.01
2022020216 | 4 | 0.58713 | 58713 | 0.4944 | 25708.8 | 0.10392 | 9248.88 | 1 | 5000 | 25708.8 | 9248.88 | 0 | 0 | 0 | 0 | 18755.32 | 0 | 0 | 0 | 0 | 0 | 18755.32
2022020217 | 4 | 0.60367 | 60367 | 0.49908 | 25952.16 | 0.05785 | 5148.65 | 1 | 5000 | 25952.16 | 5148.65 | 0 | 0 | 0 | 0 | 24266.19 | 0 | 0 | 0 | 0 | 0 | 24266.19
2022020218 | 4 | 0.62933 | 62933 | 0.49169 | 25567.88 | 0.0147 | 1308.3 | 1 | 5000 | 25567.88 | 1308.3 | 0 | 0 | 0 | 0 | 31056.82 | 0 | 0 | 0 | 0 | 0 | 31056.82
2022020219 | 4 | 0.65293 | 65293 | 0.4919 | 25578.8 | 0.00013 | 11.57 | 1 | 5000 | 25578.8 | 11.57 | 0 | 0 | 0 | 0 | 34702.63 | 0 | 0 | 0 | 0 | 0 | 34702.63
2022020220 | 4 | 0.65787 | 65787 | 0.50331 | 26172.12 | 0 | 0 | 1 | 5000 | 26172.12 | 0 | 0 | 0 | 0 | 0 | 34614.88 | 0 | 0 | 0 | 0 | 0 | 34614.88
2022020221 | 4 | 0.65401 | 65401 | 0.50297 | 26154.44 | 0 | 0 | 1 | 5000 | 26154.44 | 0 | 0 | 0 | 0 | 0 | 34246.56 | 0 | 0 | 0 | 0 | 0 | 34246.56
2022020222 | 4 | 0.64459 | 64459 | 0.50226 | 26117.52 | 0 | 0 | 1 | 5000 | 26117.52 | 0 | 0 | 0 | 0 | 0 | 33341.48 | 0 | 0 | 0 | 0 | 0 | 33341.48
2022020223 | 4 | 0.62549 | 62549 | 0.50631 | 26328.12 | 0 | 0 | 1 | 5000 | 26328.12 | 0 | 0 | 0 | 0 | 0 | 31220.88 | 0 | 0 | 0 | 0 | 0 | 31220.88
2022020224 | 4 | 0.60616 | 60616 | 0.50774 | 26402.48 | 0 | 0 | 1 | 5000 | 26402.48 | 0 | 0 | 0 | 0 | 0 | 29213.52 | 0 | 0 | 0 | 0 | 0 | 29213.52
2022020301 | 5 | 0.59344 | 59344 | 0.49973 | 25985.96 | 0 | 0 | 1 | 5000 | 25985.96 | 0 | 0 | 0 | 0 | 0 | 28358.04 | 0 | 0 | 0 | 0 | 0 | 28358.04
2022020302 | 5 | 0.592 | 59200 | 0.48533 | 25237.16 | 0 | 0 | 1 | 5000 | 25237.16 | 0 | 0 | 0 | 0 | 0 | 28962.84 | 0 | 0 | 0 | 0 | 0 | 28962.84
2022020303 | 5 | 0.60021 | 60021 | 0.5036 | 26187.2 | 0 | 0 | 1 | 5000 | 26187.2 | 0 | 0 | 0 | 0 | 0 | 28833.8 | 0 | 0 | 0 | 0 | 0 | 28833.8
2022020304 | 5 | 0.61454 | 61454 | 0.5298 | 27549.6 | 0 | 0 | 1 | 5000 | 27549.6 | 0 | 0 | 0 | 0 | 0 | 28904.4 | 0 | 0 | 0 | 0 | 0 | 28904.4
2022020305 | 5 | 0.63467 | 63467 | 0.53851 | 28002.52 | 0 | 0 | 1 | 5000 | 28002.52 | 0 | 0 | 0 | 0 | 0 | 30464.48 | 0 | 0 | 0 | 0 | 0 | 30464.48
2022020306 | 5 | 0.66578 | 66578 | 0.53875 | 28015 | 0 | 0 | 1 | 5000 | 28015 | 0 | 0 | 0 | 0 | 0 | 33563 | 0 | 0 | 0 | 0 | 0 | 33563
2022020307 | 5 | 0.70634 | 70634 | 0.53668 | 27907.36 | 0 | 0 | 1 | 5000 | 27907.36 | 0 | 0 | 0 | 0 | 0 | 37726.64 | 0 | 0 | 0 | 0 | 0 | 37726.64
2022020308 | 5 | 0.73775 | 73775 | 0.52419 | 27257.88 | 0.00101 | 89.89 | 1 | 5000 | 27257.88 | 89.89 | 0 | 0 | 0 | 0 | 41427.23 | 0 | 0 | 0 | 0 | 0 | 41427.23
2022020309 | 5 | 0.75723 | 75723 | 0.50264 | 26137.28 | 0.04024 | 3581.36 | 1 | 5000 | 26137.28 | 3581.36 | 0 | 0 | 0 | 0 | 41004.36 | 0 | 0 | 0 | 0 | 0 | 41004.36
2022020310 | 5 | 0.7778 | 77780 | 0.50196 | 26101.92 | 0.1278 | 11374.2 | 1 | 5000 | 26101.92 | 11374.2 | 0 | 0 | 0 | 0 | 35303.88 | 0 | 0 | 0 | 0 | 0 | 35303.88
2022020311 | 5 | 0.79275 | 79275 | 0.5051 | 26265.2 | 0.23704 | 21096.56 | 1 | 5000 | 26265.2 | 21096.56 | 0 | 0 | 0 | 0 | 26913.24 | 0 | 0 | 0 | 0 | 0 | 26913.24
2022020312 | 5 | 0.80065 | 80065 | 0.49979 | 25989.08 | 0.33381 | 29709.09 | 1 | 5000 | 25989.08 | 29709.09 | 0 | 0 | 0 | 0 | 19366.83 | 0 | 0 | 0 | 0 | 0 | 19366.83
2022020313 | 5 | 0.80239 | 80239 | 0.50342 | 26177.84 | 0.36217 | 32233.13 | 1 | 5000 | 26177.84 | 32233.13 | 0 | 0 | 0 | 0 | 16828.03 | 0 | 0 | 0 | 0 | 0 | 16828.03
2022020314 | 5 | 0.80062 | 80062 | 0.51039 | 26540.28 | 0.37449 | 33329.61 | 1 | 5000 | 26540.28 | 33329.61 | 0 | 0 | 0 | 0 | 15192.11 | 0 | 0 | 0 | 0 | 0 | 15192.11
2022020315 | 5 | 0.79794 | 79794 | 0.51028 | 26534.56 | 0.33906 | 30176.34 | 1 | 5000 | 26534.56 | 30176.34 | 0 | 0 | 0 | 0 | 18083.1 | 0 | 0 | 0 | 0 | 0 | 18083.1
2022020316 | 5 | 0.80031 | 80031 | 0.50179 | 26093.08 | 0.32035 | 28511.15 | 1 | 5000 | 26093.08 | 28511.15 | 0 | 0 | 0 | 0 | 20426.77 | 0 | 0 | 0 | 0 | 0 | 20426.77
2022020317 | 5 | 0.80996 | 80996 | 0.482 | 25064 | 0.3004 | 26735.6 | 1 | 5000 | 25064 | 26735.6 | 0 | 0 | 0 | 0 | 24196.4 | 0 | 0 | 0 | 0 | 0 | 24196.4
2022020318 | 5 | 0.82784 | 82784 | 0.45728 | 23778.56 | 0.16103 | 14331.67 | 1 | 5000 | 23778.56 | 14331.67 | 0 | 0 | 0 | 0 | 39673.77 | 0 | 0 | 0 | 0 | 0 | 39673.77
2022020319 | 5 | 0.85002 | 85002 | 0.43146 | 22435.92 | 0.00651 | 579.39 | 1 | 5000 | 22435.92 | 579.39 | 0 | 0 | 0 | 0 | 56986.69 | 0 | 0 | 0 | 0 | 0 | 56986.69
2022020320 | 5 | 0.84989 | 84989 | 0.42691 | 22199.32 | 6e-05 | 5.34 | 1 | 5000 | 22199.32 | 5.34 | 0 | 0 | 0 | 0 | 57784.34 | 0 | 0 | 0 | 0 | 0 | 57784.34
2022020321 | 5 | 0.84311 | 84311 | 0.43076 | 22399.52 | 0 | 0 | 1 | 5000 | 22399.52 | 0 | 0 | 0 | 0 | 0 | 56911.48 | 0 | 0 | 0 | 0 | 0 | 56911.48
2022020322 | 5 | 0.82964 | 82964 | 0.44502 | 23141.04 | 0 | 0 | 1 | 5000 | 23141.04 | 0 | 0 | 0 | 0 | 0 | 54822.96 | 0 | 0 | 0 | 0 | 0 | 54822.96
2022020323 | 5 | 0.80757 | 80757 | 0.45951 | 23894.52 | 0 | 0 | 1 | 5000 | 23894.52 | 0 | 0 | 0 | 0 | 0 | 51862.48 | 0 | 0 | 0 | 0 | 0 | 51862.48
2022020324 | 5 | 0.79074 | 79074 | 0.46754 | 24312.08 | 0 | 0 | 1 | 5000 | 24312.08 | 0 | 0 | 0 | 0 | 0 | 49761.92 | 0 | 0 | 0 | 0 | 0 | 49761.92
2022020401 | 6 | 0.77975 | 77975 | 0.47113 | 24498.76 | 0 | 0 | 1 | 5000 | 24498.76 | 0 | 0 | 0 | 0 | 0 | 48476.24 | 0 | 0 | 0 | 0 | 0 | 48476.24
2022020402 | 6 | 0.77547 | 77547 | 0.46188 | 24017.76 | 0 | 0 | 1 | 5000 | 24017.76 | 0 | 0 | 0 | 0 | 0 | 48529.24 | 0 | 0 | 0 | 0 | 0 | 48529.24
2022020403 | 6 | 0.77532 | 77532 | 0.42779 | 22245.08 | 0 | 0 | 1 | 5000 | 22245.08 | 0 | 0 | 0 | 0 | 0 | 50286.92 | 0 | 0 | 0 | 0 | 0 | 50286.92
2022020404 | 6 | 0.77757 | 77757 | 0.39545 | 20563.4 | 0 | 0 | 1 | 5000 | 20563.4 | 0 | 0 | 0 | 0 | 0 | 52193.6 | 0 | 0 | 0 | 0 | 0 | 52193.6
2022020405 | 6 | 0.78604 | 78604 | 0.39044 | 20302.88 | 0 | 0 | 1 | 5000 | 20302.88 | 0 | 0 | 0 | 0 | 0 | 53301.12 | 0 | 0 | 0 | 0 | 0 | 53301.12
2022020406 | 6 | 0.8053 | 80530 | 0.37933 | 19725.16 | 0 | 0 | 1 | 5000 | 19725.16 | 0 | 0 | 0 | 0 | 0 | 55804.84 | 0 | 0 | 0 | 0 | 0 | 55804.84
2022020407 | 6 | 0.82904 | 82904 | 0.37756 | 19633.12 | 0 | 0 | 1 | 5000 | 19633.12 | 0 | 0 | 0 | 0 | 0 | 58270.88 | 0 | 0 | 0 | 0 | 0 | 58270.88
2022020408 | 6 | 0.84894 | 84894 | 0.39239 | 20404.28 | 0.00504 | 448.56 | 1 | 5000 | 20404.28 | 448.56 | 0 | 0 | 0 | 0 | 59041.16 | 0 | 0 | 0 | 0 | 0 | 59041.16
2022020409 | 6 | 0.85946 | 85946 | 0.37951 | 19734.52 | 0.23608 | 21011.12 | 1 | 5000 | 19734.52 | 21011.12 | 0 | 0 | 0 | 0 | 40200.36 | 0 | 0 | 0 | 0 | 0 | 40200.36
2022020410 | 6 | 0.86262 | 86262 | 0.32102 | 16693.04 | 0.57447 | 51127.83 | 1 | 5000 | 16693.04 | 51127.83 | 0 | 0 | 0 | 0 | 13441.13 | 0 | 0 | 0 | 0 | 0 | 13441.13
2022020411 | 6 | 0.8503 | 85030 | 0.28393 | 14764.36 | 0.67244 | 59847.16 | 1 | 5000 | 14764.36 | 59847.16 | 0 | 0 | 0 | 0 | 5418.48 | 0 | 0 | 0 | 0 | 0 | 5418.48
2022020412 | 6 | 0.82657 | 82657 | 0.27682 | 14394.64 | 0.70721 | 62941.69 | 1 | 5000 | 14394.64 | 62941.69 | 0 | 0 | 0 | 0 | 320.67 | 0 | 0 | 0 | 0 | 0 | 320.67
2022020413 | 6 | 0.79753 | 79753 | 0.29106 | 15135.12 | 0.71271 | 63431.19 | 1 | 5000 | 15135.12 | 59617.88 | 0 | 0 | 3813.31 | 3813.31 | 0 | 3241.3135 | 0 | 0 | 0 | 3241.3135 | 0
2022020414 | 6 | 0.76711 | 76711 | 0.29345 | 15259.4 | 0.72261 | 64312.29 | 1 | 5000 | 15259.4 | 56451.6 | 0 | 0 | 7860.69 | 7860.69 | 0 | 9922.9 | 0 | 0 | 0 | 6681.5865 | 0
2022020415 | 6 | 0.73992 | 73992 | 0.27841 | 14477.32 | 0.74839 | 66606.71 | 1 | 5000 | 14477.32 | 54514.68 | 0 | 0 | 12092.03 | 12092.03 | 0 | 20201.1255 | 0 | 0 | 0 | 10278.2255 | 0
2022020416 | 6 | 0.72084 | 72084 | 0.25881 | 13458.12 | 0.76648 | 68216.72 | 1 | 5000 | 13458.12 | 53625.88 | 0 | 0 | 14590.84 | 14590.84 | 0 | 32603.3395 | 0 | 0 | 0 | 12402.214 | 0
2022020417 | 6 | 0.71458 | 71458 | 0.23403 | 12169.56 | 0.73586 | 65491.54 | 1 | 5000 | 12169.56 | 54288.44 | 0 | 0 | 11203.1 | 11203.1 | 0 | 42125.9745 | 0 | 0 | 0 | 9522.635 | 0
2022020418 | 6 | 0.72842 | 72842 | 0.2018 | 10493.6 | 0.33628 | 29928.92 | 1 | 5000 | 10493.6 | 29928.92 | 0 | 0 | 0 | 0 | 27419.48 | 14706.4945 | 27419.48 | 0 | 0 | 0 | 0
2022020419 | 6 | 0.76406 | 76406 | 0.16046 | 8343.92 | 0.01181 | 1051.09 | 1 | 5000 | 8343.92 | 1051.09 | 0 | 0 | 0 | 0 | 62010.99 | 0 | 14706.4945 | 0 | 0 | 0 | 47304.4955
2022020420 | 6 | 0.77266 | 77266 | 0.13395 | 6965.4 | 0 | 0 | 1 | 5000 | 6965.4 | 0 | 0 | 0 | 0 | 0 | 65300.6 | 0 | 0 | 0 | 0 | 0 | 65300.6
2022020421 | 6 | 0.76979 | 76979 | 0.13873 | 7213.96 | 0 | 0 | 1 | 5000 | 7213.96 | 0 | 0 | 0 | 0 | 0 | 64765.04 | 0 | 0 | 0 | 0 | 0 | 64765.04
2022020422 | 6 | 0.76342 | 76342 | 0.15229 | 7919.08 | 0 | 0 | 1 | 5000 | 7919.08 | 0 | 0 | 0 | 0 | 0 | 63422.92 | 0 | 0 | 0 | 0 | 0 | 63422.92
2022020423 | 6 | 0.75012 | 75012 | 0.1695 | 8814 | 0 | 0 | 1 | 5000 | 8814 | 0 | 0 | 0 | 0 | 0 | 61198 | 0 | 0 | 0 | 0 | 0 | 61198
2022020424 | 6 | 0.73327 | 73327 | 0.18724 | 9736.48 | 0 | 0 | 1 | 5000 | 9736.48 | 0 | 0 | 0 | 0 | 0 | 58590.52 | 0 | 0 | 0 | 0 | 0 | 58590.52
2022020501 | 7 | 0.7239 | 72390 | 0.20756 | 10793.12 | 0 | 0 | 1 | 5000 | 10793.12 | 0 | 0 | 0 | 0 | 0 | 56596.88 | 0 | 0 | 0 | 0 | 0 | 56596.88
2022020502 | 7 | 0.72183 | 72183 | 0.21943 | 11410.36 | 0 | 0 | 1 | 5000 | 11410.36 | 0 | 0 | 0 | 0 | 0 | 55772.64 | 0 | 0 | 0 | 0 | 0 | 55772.64
2022020503 | 7 | 0.72449 | 72449 | 0.21861 | 11367.72 | 0 | 0 | 1 | 5000 | 11367.72 | 0 | 0 | 0 | 0 | 0 | 56081.28 | 0 | 0 | 0 | 0 | 0 | 56081.28
2022020504 | 7 | 0.73103 | 73103 | 0.22014 | 11447.28 | 0 | 0 | 1 | 5000 | 11447.28 | 0 | 0 | 0 | 0 | 0 | 56655.72 | 0 | 0 | 0 | 0 | 0 | 56655.72
2022020505 | 7 | 0.74566 | 74566 | 0.22227 | 11558.04 | 0 | 0 | 1 | 5000 | 11558.04 | 0 | 0 | 0 | 0 | 0 | 58007.96 | 0 | 0 | 0 | 0 | 0 | 58007.96
2022020506 | 7 | 0.76343 | 76343 | 0.22779 | 11845.08 | 0 | 0 | 1 | 5000 | 11845.08 | 0 | 0 | 0 | 0 | 0 | 59497.92 | 0 | 0 | 0 | 0 | 0 | 59497.92
2022020507 | 7 | 0.78666 | 78666 | 0.21509 | 11184.68 | 0 | 0 | 1 | 5000 | 11184.68 | 0 | 0 | 0 | 0 | 0 | 62481.32 | 0 | 0 | 0 | 0 | 0 | 62481.32
2022020508 | 7 | 0.80394 | 80394 | 0.2118 | 11013.6 | 0.01839 | 1636.71 | 1 | 5000 | 11013.6 | 1636.71 | 0 | 0 | 0 | 0 | 62743.69 | 0 | 0 | 0 | 0 | 0 | 62743.69
2022020509 | 7 | 0.78989 | 78989 | 0.20296 | 10553.92 | 0.38218 | 34014.02 | 1 | 5000 | 10553.92 | 34014.02 | 0 | 0 | 0 | 0 | 29421.06 | 0 | 0 | 0 | 0 | 0 | 29421.06
2022020510 | 7 | 0.75185 | 75185 | 0.17614 | 9159.28 | 0.80385 | 71542.65 | 1 | 5000 | 9159.28 | 61025.72 | 0 | 0 | 10516.93 | 10516.93 | 0 | 8939.3905 | 0 | 0 | 0 | 8939.3905 | 0
2022020511 | 7 | 0.70605 | 70605 | 0.1598 | 8309.6 | 0.84717 | 75398.13 | 1 | 5000 | 8309.6 | 57295.4 | 0 | 0 | 18102.73 | 18102.73 | 0 | 24326.711 | 0 | 0 | 0 | 15387.3205 | 0
2022020512 | 7 | 0.66493 | 66493 | 0.22587 | 11745.24 | 0.8283 | 73718.7 | 1 | 5000 | 11745.24 | 49747.76 | 0 | 0 | 23970.94 | 23970.94 | 0 | 44702.01 | 0 | 0 | 0 | 20375.299 | 0
2022020513 | 7 | 0.6274 | 62740 | 0.29667 | 15426.84 | 0.7917 | 70461.3 | 1 | 5000 | 15426.84 | 42313.16 | 0 | 0 | 28148.14 | 28148.14 | 0 | 68627.929 | 0 | 0 | 0 | 23925.919 | 0
2022020514 | 7 | 0.59443 | 59443 | 0.31886 | 16580.72 | 0.71603 | 63726.67 | 1 | 5000 | 16580.72 | 37862.28 | 0 | 0 | 25864.39 | 25864.39 | 0 | 90612.6605 | 0 | 0 | 0 | 21984.7315 | 0
2022020515 | 7 | 0.56603 | 56603 | 0.33081 | 17202.12 | 0.56095 | 49924.55 | 1 | 5000 | 17202.12 | 34400.88 | 0 | 0 | 15523.67 | 15523.67 | 0 | 103807.78 | 0 | 0 | 0 | 13195.1195 | 0
2022020516 | 7 | 0.54739 | 54739 | 0.33283 | 17307.16 | 0.45684 | 40658.76 | 1 | 5000 | 17307.16 | 32431.84 | 0 | 0 | 8226.92 | 8226.92 | 0 | 110800.662 | 0 | 0 | 0 | 6992.882 | 0
2022020517 | 7 | 0.54421 | 54421 | 0.33949 | 17653.48 | 0.44825 | 39894.25 | 1 | 5000 | 17653.48 | 31767.52 | 0 | 0 | 8126.73 | 8126.73 | 0 | 117708.3825 | 0 | 0 | 0 | 6907.7205 | 0
2022020518 | 7 | 0.56392 | 56392 | 0.35895 | 18665.4 | 0.31146 | 27719.94 | 1 | 5000 | 18665.4 | 27719.94 | 0 | 0 | 0 | 0 | 5006.66 | 112701.7225 | 5006.66 | 0 | 0 | 0 | 0
2022020519 | 7 | 0.6101 | 61010 | 0.42211 | 21949.72 | 0.01326 | 1180.14 | 1 | 5000 | 21949.72 | 1180.14 | 0 | 0 | 0 | 0 | 32880.14 | 79821.5825 | 32880.14 | 0 | 0 | 0 | 0
2022020520 | 7 | 0.63689 | 63689 | 0.52688 | 27397.76 | 0 | 0 | 1 | 5000 | 27397.76 | 0 | 0 | 0 | 0 | 0 | 31291.24 | 48530.3425 | 31291.24 | 0 | 0 | 0 | 0
2022020521 | 7 | 0.65308 | 65308 | 0.57297 | 29794.44 | 0 | 0 | 1 | 5000 | 29794.44 | 0 | 0 | 0 | 0 | 0 | 30513.56 | 18016.7825 | 30513.56 | 0 | 0 | 0 | 0
2022020522 | 7 | 0.66044 | 66044 | 0.57312 | 29802.24 | 0 | 0 | 1 | 5000 | 29802.24 | 0 | 0 | 0 | 0 | 0 | 31241.76 | 0 | 18016.7825 | 0 | 0 | 0 | 13224.9775
2022020523 | 7 | 0.65671 | 65671 | 0.57612 | 29958.24 | 0 | 0 | 1 | 5000 | 29958.24 | 0 | 0 | 0 | 0 | 0 | 30712.76 | 0 | 0 | 0 | 0 | 0 | 30712.76
2022020524 | 7 | 0.65027 | 65027 | 0.56937 | 29607.24 | 0 | 0 | 1 | 5000 | 29607.24 | 0 | 0 | 0 | 0 | 0 | 30419.76 | 0 | 0 | 0 | 0 | 0 | 30419.76
2022020601 | 1 | 0.64653 | 64653 | 0.55057 | 28629.64 | 0 | 0 | 1 | 5000 | 28629.64 | 0 | 0 | 0 | 0 | 0 | 31023.36 | 0 | 0 | 0 | 0 | 0 | 31023.36
2022020602 | 1 | 0.64822 | 64822 | 0.54125 | 28145 | 0 | 0 | 1 | 5000 | 28145 | 0 | 0 | 0 | 0 | 0 | 31677 | 0 | 0 | 0 | 0 | 0 | 31677
2022020603 | 1 | 0.65303 | 65303 | 0.52409 | 27252.68 | 0 | 0 | 1 | 5000 | 27252.68 | 0 | 0 | 0 | 0 | 0 | 33050.32 | 0 | 0 | 0 | 0 | 0 | 33050.32
2022020604 | 1 | 0.66 | 66000 | 0.4907 | 25516.4 | 0 | 0 | 1 | 5000 | 25516.4 | 0 | 0 | 0 | 0 | 0 | 35483.6 | 0 | 0 | 0 | 0 | 0 | 35483.6
2022020605 | 1 | 0.66978 | 66978 | 0.4629 | 24070.8 | 0 | 0 | 1 | 5000 | 24070.8 | 0 | 0 | 0 | 0 | 0 | 37907.2 | 0 | 0 | 0 | 0 | 0 | 37907.2
2022020606 | 1 | 0.68341 | 68341 | 0.43805 | 22778.6 | 0 | 0 | 1 | 5000 | 22778.6 | 0 | 0 | 0 | 0 | 0 | 40562.4 | 0 | 0 | 0 | 0 | 0 | 40562.4
2022020607 | 1 | 0.70124 | 70124 | 0.40934 | 21285.68 | 0 | 0 | 1 | 5000 | 21285.68 | 0 | 0 | 0 | 0 | 0 | 43838.32 | 0 | 0 | 0 | 0 | 0 | 43838.32
2022020608 | 1 | 0.71607 | 71607 | 0.39156 | 20361.12 | 0.0209 | 1860.1 | 1 | 5000 | 20361.12 | 1860.1 | 0 | 0 | 0 | 0 | 44385.78 | 0 | 0 | 0 | 0 | 0 | 44385.78
2022020609 | 1 | 0.70009 | 70009 | 0.33292 | 17311.84 | 0.39711 | 35342.79 | 1 | 5000 | 17311.84 | 35342.79 | 0 | 0 | 0 | 0 | 12354.37 | 0 | 0 | 0 | 0 | 0 | 12354.37
2022020610 | 1 | 0.66415 | 66415 | 0.23614 | 12279.28 | 0.82211 | 73167.79 | 1 | 5000 | 12279.28 | 49135.72 | 0 | 0 | 24032.07 | 24032.07 | 0 | 20427.2595 | 0 | 0 | 0 | 20427.2595 | 0
2022020611 | 1 | 0.62453 | 62453 | 0.21191 | 11019.32 | 0.84253 | 74985.17 | 1 | 5000 | 11019.32 | 46433.68 | 0 | 0 | 28551.49 | 28551.49 | 0 | 44696.026 | 0 | 0 | 0 | 24268.7665 | 0
2022020612 | 1 | 0.58561 | 58561 | 0.21908 | 11392.16 | 0.81357 | 72407.73 | 1 | 5000 | 11392.16 | 42168.84 | 0 | 0 | 30238.89 | 30238.89 | 0 | 70399.0825 | 0 | 0 | 0 | 25703.0565 | 0
2022020613 | 1 | 0.55374 | 55374 | 0.23279 | 12105.08 | 0.78734 | 70073.26 | 1 | 5000 | 12105.08 | 38268.92 | 0 | 0 | 31804.34 | 31804.34 | 0 | 97432.7715 | 0 | 0 | 0 | 27033.689 | 0
2022020614 | 1 | 0.52722 | 52722 | 0.2504 | 13020.8 | 0.73213 | 65159.57 | 1 | 5000 | 13020.8 | 34701.2 | 0 | 0 | 30458.37 | 30458.37 | 0 | 123322.386 | 0 | 0 | 0 | 25889.6145 | 0
2022020615 | 1 | 0.50974 | 50974 | 0.27625 | 14365 | 0.70158 | 62440.62 | 1 | 5000 | 14365 | 31609 | 0 | 0 | 30831.62 | 30831.62 | 0 | 149529.263 | 0 | 0 | 0 | 26206.877 | 0
2022020616 | 1 | 0.49985 | 49985 | 0.31292 | 16271.84 | 0.53846 | 47922.94 | 1 | 5000 | 16271.84 | 28713.16 | 0 | 0 | 19209.78 | 19209.78 | 0 | 165857.576 | 0 | 0 | 0 | 16328.313 | 0
2022020617 | 1 | 0.50143 | 50143 | 0.3442 | 17898.4 | 0.38829 | 34557.81 | 1 | 5000 | 17898.4 | 27244.6 | 0 | 0 | 7313.21 | 7313.21 | 0 | 172073.8045 | 0 | 0 | 0 | 6216.2285 | 0
2022020618 | 1 | 0.51965 | 51965 | 0.35581 | 18502.12 | 0.23091 | 20550.99 | 1 | 5000 | 18502.12 | 20550.99 | 0 | 0 | 0 | 0 | 7911.89 | 164161.9145 | 7911.89 | 0 | 0 | 0 | 7.276e-12
2022020619 | 1 | 0.55452 | 55452 | 0.35387 | 18401.24 | 0.01136 | 1011.04 | 1 | 5000 | 18401.24 | 1011.04 | 0 | 0 | 0 | 0 | 31039.72 | 133122.1945 | 31039.72 | 0 | 0 | 0 | 0
2022020620 | 1 | 0.57313 | 57313 | 0.3825 | 19890 | 0.00015 | 13.35 | 1 | 5000 | 19890 | 13.35 | 0 | 0 | 0 | 0 | 32409.65 | 100712.5445 | 32409.65 | 0 | 0 | 0 | 0
2022020621 | 1 | 0.57975 | 57975 | 0.39287 | 20429.24 | 0.00015 | 13.35 | 1 | 5000 | 20429.24 | 13.35 | 0 | 0 | 0 | 0 | 32532.41 | 68180.1345 | 32532.41 | 0 | 0 | 0 | 0
2022020622 | 1 | 0.57659 | 57659 | 0.38184 | 19855.68 | 0.00015 | 13.35 | 1 | 5000 | 19855.68 | 13.35 | 0 | 0 | 0 | 0 | 32789.97 | 35390.1645 | 32789.97 | 0 | 0 | 0 | 0
2022020623 | 1 | 0.5604 | 56040 | 0.37605 | 19554.6 | 0.00015 | 13.35 | 1 | 5000 | 19554.6 | 13.35 | 0 | 0 | 0 | 0 | 31472.05 | 3918.1145 | 31472.05 | 0 | 0 | 0 | 0
2022020624 | 1 | 0.54378 | 54378 | 0.36712 | 19090.24 | 0.00015 | 13.35 | 1 | 5000 | 19090.24 | 13.35 | 0 | 0 | 0 | 0 | 30274.41 | 0 | 3918.1145 | 0 | 0 | 0 | 26356.2955
2022020701 | 2 | 0.53377 | 53377 | 0.34945 | 18171.4 | 0.00015 | 13.35 | 1 | 5000 | 18171.4 | 13.35 | 0 | 0 | 0 | 0 | 30192.25 | 0 | 0 | 0 | 0 | 0 | 30192.25
2022020702 | 2 | 0.53051 | 53051 | 0.35168 | 18287.36 | 0.00015 | 13.35 | 1 | 5000 | 18287.36 | 13.35 | 0 | 0 | 0 | 0 | 29750.29 | 0 | 0 | 0 | 0 | 0 | 29750.29
2022020703 | 2 | 0.53462 | 53462 | 0.34253 | 17811.56 | 0.00015 | 13.35 | 1 | 5000 | 17811.56 | 13.35 | 0 | 0 | 0 | 0 | 30637.09 | 0 | 0 | 0 | 0 | 0 | 30637.09
2022020704 | 2 | 0.54514 | 54514 | 0.33084 | 17203.68 | 0.00015 | 13.35 | 1 | 5000 | 17203.68 | 13.35 | 0 | 0 | 0 | 0 | 32296.97 | 0 | 0 | 0 | 0 | 0 | 32296.97
2022020705 | 2 | 0.56536 | 56536 | 0.31006 | 16123.12 | 0.00015 | 13.35 | 1 | 5000 | 16123.12 | 13.35 | 0 | 0 | 0 | 0 | 35399.53 | 0 | 0 | 0 | 0 | 0 | 35399.53
2022020706 | 2 | 0.6017 | 60170 | 0.28367 | 14750.84 | 0.00015 | 13.35 | 1 | 5000 | 14750.84 | 13.35 | 0 | 0 | 0 | 0 | 40405.81 | 0 | 0 | 0 | 0 | 0 | 40405.81
2022020707 | 2 | 0.65342 | 65342 | 0.26891 | 13983.32 | 0.00015 | 13.35 | 1 | 5000 | 13983.32 | 13.35 | 0 | 0 | 0 | 0 | 46345.33 | 0 | 0 | 0 | 0 | 0 | 46345.33
2022020708 | 2 | 0.67837 | 67837 | 0.26535 | 13798.2 | 0.01665 | 1481.85 | 1 | 5000 | 13798.2 | 1481.85 | 0 | 0 | 0 | 0 | 47556.95 | 0 | 0 | 0 | 0 | 0 | 47556.95
2022020709 | 2 | 0.6588 | 65880 | 0.22577 | 11740.04 | 0.37111 | 33028.79 | 1 | 5000 | 11740.04 | 33028.79 | 0 | 0 | 0 | 0 | 16111.17 | 0 | 0 | 0 | 0 | 0 | 16111.17
2022020710 | 2 | 0.62668 | 62668 | 0.14831 | 7712.12 | 0.78551 | 69910.39 | 1 | 5000 | 7712.12 | 49955.88 | 0 | 0 | 19954.51 | 19954.51 | 0 | 16961.3335 | 0 | 0 | 0 | 16961.3335 | 0
2022020711 | 2 | 0.59797 | 59797 | 0.12756 | 6633.12 | 0.83196 | 74044.44 | 1 | 5000 | 6633.12 | 48163.88 | 0 | 0 | 25880.56 | 25880.56 | 0 | 38959.8095 | 0 | 0 | 0 | 21998.476 | 0
2022020712 | 2 | 0.5718 | 57180 | 0.14893 | 7744.36 | 0.81211 | 72277.79 | 1 | 5000 | 7744.36 | 44435.64 | 0 | 0 | 27842.15 | 27842.15 | 0 | 62625.637 | 0 | 0 | 0 | 23665.8275 | 0
2022020713 | 2 | 0.54905 | 54905 | 0.16448 | 8552.96 | 0.80054 | 71248.06 | 1 | 5000 | 8552.96 | 41352.04 | 0 | 0 | 29896.02 | 29896.02 | 0 | 88037.254 | 0 | 0 | 0 | 25411.617 | 0
2022020714 | 2 | 0.53116 | 53116 | 0.1572 | 8174.4 | 0.80478 | 71625.42 | 1 | 5000 | 8174.4 | 39941.6 | 0 | 0 | 31683.82 | 31683.82 | 0 | 114968.501 | 0 | 0 | 0 | 26931.247 | 0
2022020715 | 2 | 0.51761 | 51761 | 0.16009 | 8324.68 | 0.82267 | 73217.63 | 1 | 5000 | 8324.68 | 38436.32 | 0 | 0 | 34781.31 | 34781.31 | 0 | 144532.6145 | 0 | 0 | 0 | 29564.1135 | 0
2022020716 | 2 | 0.51031 | 51031 | 0.15789 | 8210.28 | 0.83624 | 74425.36 | 1 | 5000 | 8210.28 | 37820.72 | 0 | 0 | 36604.64 | 36604.64 | 0 | 175646.5585 | 0 | 0 | 0 | 31113.944 | 0
2022020717 | 2 | 0.5134 | 51340 | 0.15216 | 7912.32 | 0.77216 | 68722.24 | 1 | 5000 | 7912.32 | 38427.68 | 0 | 0 | 30294.56 | 30294.56 | 0 | 200000 | 0 | 0 | 0 | 24353.4415 | 0
2022020718 | 2 | 0.52782 | 52782 | 0.10856 | 5645.12 | 0.35874 | 31927.86 | 1 | 5000 | 5645.12 | 31927.86 | 0 | 0 | 0 | 0 | 10209.02 | 189790.98 | 10209.02 | 0 | 0 | 0 | 0
2022020719 | 2 | 0.56555 | 56555 | 0.07919 | 4117.88 | 0.0151 | 1343.9 | 1 | 5000 | 4117.88 | 1343.9 | 0 | 0 | 0 | 0 | 46093.22 | 143697.76 | 46093.22 | 0 | 0 | 0 | 0
2022020720 | 2 | 0.58288 | 58288 | 0.08309 | 4320.68 | 0 | 0 | 1 | 5000 | 4320.68 | 0 | 0 | 0 | 0 | 0 | 48967.32 | 94730.44 | 48967.32 | 0 | 0 | 0 | 0
2022020721 | 2 | 0.5889 | 58890 | 0.12095 | 6289.4 | 0 | 0 | 1 | 5000 | 6289.4 | 0 | 0 | 0 | 0 | 0 | 47600.6 | 47129.84 | 47600.6 | 0 | 0 | 0 | 0
2022020722 | 2 | 0.58486 | 58486 | 0.16593 | 8628.36 | 0 | 0 | 1 | 5000 | 8628.36 | 0 | 0 | 0 | 0 | 0 | 44857.64 | 2272.2 | 44857.64 | 0 | 0 | 0 | 0
2022020723 | 2 | 0.56811 | 56811 | 0.23244 | 12086.88 | 0 | 0 | 1 | 5000 | 12086.88 | 0 | 0 | 0 | 0 | 0 | 39724.12 | 0 | 2272.2 | 0 | 0 | 0 | 37451.92
2022020724 | 2 | 0.55169 | 55169 | 0.30923 | 16079.96 | 0 | 0 | 1 | 5000 | 16079.96 | 0 | 0 | 0 | 0 | 0 | 34089.04 | 0 | 0 | 0 | 0 | 0 | 34089.04
2022020801 | 3 | 0.54522 | 54522 | 0.36449 | 18953.48 | 0 | 0 | 1 | 5000 | 18953.48 | 0 | 0 | 0 | 0 | 0 | 30568.52 | 0 | 0 | 0 | 0 | 0 | 30568.52
2022020802 | 3 | 0.54817 | 54817 | 0.39156 | 20361.12 | 0 | 0 | 1 | 5000 | 20361.12 | 0 | 0 | 0 | 0 | 0 | 29455.88 | 0 | 0 | 0 | 0 | 0 | 29455.88
2022020803 | 3 | 0.55715 | 55715 | 0.41795 | 21733.4 | 0 | 0 | 1 | 5000 | 21733.4 | 0 | 0 | 0 | 0 | 0 | 28981.6 | 0 | 0 | 0 | 0 | 0 | 28981.6
2022020804 | 3 | 0.57013 | 57013 | 0.4407 | 22916.4 | 0 | 0 | 1 | 5000 | 22916.4 | 0 | 0 | 0 | 0 | 0 | 29096.6 | 0 | 0 | 0 | 0 | 0 | 29096.6
2022020805 | 3 | 0.59363 | 59363 | 0.45692 | 23759.84 | 0 | 0 | 1 | 5000 | 23759.84 | 0 | 0 | 0 | 0 | 0 | 30603.16 | 0 | 0 | 0 | 0 | 0 | 30603.16
2022020806 | 3 | 0.63429 | 63429 | 0.45653 | 23739.56 | 0 | 0 | 1 | 5000 | 23739.56 | 0 | 0 | 0 | 0 | 0 | 34689.44 | 0 | 0 | 0 | 0 | 0 | 34689.44
2022020807 | 3 | 0.68925 | 68925 | 0.45695 | 23761.4 | 0 | 0 | 1 | 5000 | 23761.4 | 0 | 0 | 0 | 0 | 0 | 40163.6 | 0 | 0 | 0 | 0 | 0 | 40163.6
2022020808 | 3 | 0.70933 | 70933 | 0.45443 | 23630.36 | 0.02292 | 2039.88 | 1 | 5000 | 23630.36 | 2039.88 | 0 | 0 | 0 | 0 | 40262.76 | 0 | 0 | 0 | 0 | 0 | 40262.76
2022020809 | 3 | 0.67779 | 67779 | 0.42278 | 21984.56 | 0.39739 | 35367.71 | 1 | 5000 | 21984.56 | 35367.71 | 0 | 0 | 0 | 0 | 5426.73 | 0 | 0 | 0 | 0 | 0 | 5426.73
2022020810 | 3 | 0.6296 | 62960 | 0.30606 | 15915.12 | 0.78163 | 69565.07 | 1 | 5000 | 15915.12 | 42044.88 | 0 | 0 | 27520.19 | 27520.19 | 0 | 23392.1615 | 0 | 0 | 0 | 23392.1615 | 0
2022020811 | 3 | 0.5887 | 58870 | 0.26845 | 13959.4 | 0.85897 | 76448.33 | 1 | 5000 | 13959.4 | 39910.6 | 0 | 0 | 36537.73 | 36537.73 | 0 | 54449.232 | 0 | 0 | 0 | 31057.0705 | 0
2022020812 | 3 | 0.55634 | 55634 | 0.28015 | 14567.8 | 0.80361 | 71521.29 | 1 | 5000 | 14567.8 | 36066.2 | 0 | 0 | 35455.09 | 35455.09 | 0 | 84586.0585 | 0 | 0 | 0 | 30136.8265 | 0
2022020813 | 3 | 0.53122 | 53122 | 0.32183 | 16735.16 | 0.639 | 56871 | 1 | 5000 | 16735.16 | 31386.84 | 0 | 0 | 25484.16 | 25484.16 | 0 | 106247.5945 | 0 | 0 | 0 | 21661.536 | 0
2022020814 | 3 | 0.5153 | 51530 | 0.36516 | 18988.32 | 0.45555 | 40543.95 | 1 | 5000 | 18988.32 | 27541.68 | 0 | 0 | 13002.27 | 13002.27 | 0 | 117299.524 | 0 | 0 | 0 | 11051.9295 | 0
2022020815 | 3 | 0.50278 | 50278 | 0.37325 | 19409 | 0.42457 | 37786.73 | 1 | 5000 | 19409 | 25869 | 0 | 0 | 11917.73 | 11917.73 | 0 | 127429.5945 | 0 | 0 | 0 | 10130.0705 | 0
2022020816 | 3 | 0.49706 | 49706 | 0.3917 | 20368.4 | 0.4532 | 40334.8 | 1 | 5000 | 20368.4 | 24337.6 | 0 | 0 | 15997.2 | 15997.2 | 0 | 141027.2145 | 0 | 0 | 0 | 13597.62 | 0
2022020817 | 3 | 0.50016 | 50016 | 0.3743 | 19463.6 | 0.53843 | 47920.27 | 1 | 5000 | 19463.6 | 25552.4 | 0 | 0 | 22367.87 | 22367.87 | 0 | 160039.904 | 0 | 0 | 0 | 19012.6895 | 0
2022020818 | 3 | 0.50936 | 50936 | 0.32892 | 17103.84 | 0.34161 | 30403.29 | 1 | 5000 | 17103.84 | 28832.16 | 0 | 0 | 1571.13 | 1571.13 | 0 | 161375.3645 | 0 | 0 | 0 | 1335.4605 | 0
2022020819 | 3 | 0.53869 | 53869 | 0.28385 | 14760.2 | 0.01642 | 1461.38 | 1 | 5000 | 14760.2 | 1461.38 | 0 | 0 | 0 | 0 | 32647.42 | 128727.9445 | 32647.42 | 0 | 0 | 0 | 0
2022020820 | 3 | 0.55277 | 55277 | 0.32493 | 16896.36 | 9e-05 | 8.01 | 1 | 5000 | 16896.36 | 8.01 | 0 | 0 | 0 | 0 | 33372.63 | 95355.3145 | 33372.63 | 0 | 0 | 0 | 0
2022020821 | 3 | 0.55505 | 55505 | 0.36903 | 19189.56 | 9e-05 | 8.01 | 1 | 5000 | 19189.56 | 8.01 | 0 | 0 | 0 | 0 | 31307.43 | 64047.8845 | 31307.43 | 0 | 0 | 0 | 0
2022020822 | 3 | 0.54917 | 54917 | 0.38574 | 20058.48 | 9e-05 | 8.01 | 1 | 5000 | 20058.48 | 8.01 | 0 | 0 | 0 | 0 | 29850.51 | 34197.3745 | 29850.51 | 0 | 0 | 0 | 0
2022020823 | 3 | 0.53296 | 53296 | 0.38639 | 20092.28 | 9e-05 | 8.01 | 1 | 5000 | 20092.28 | 8.01 | 0 | 0 | 0 | 0 | 28195.71 | 6001.6645 | 28195.71 | 0 | 0 | 0 | 0
2022020824 | 3 | 0.5136 | 51360 | 0.38392 | 19963.84 | 8e-05 | 7.12 | 1 | 5000 | 19963.84 | 7.12 | 0 | 0 | 0 | 0 | 26389.04 | 0 | 6001.6645 | 0 | 0 | 0 | 20387.3755
2022020901 | 4 | 0.50455 | 50455 | 0.34859 | 18126.68 | 8e-05 | 7.12 | 1 | 5000 | 18126.68 | 7.12 | 0 | 0 | 0 | 0 | 27321.2 | 0 | 0 | 0 | 0 | 0 | 27321.2
2022020902 | 4 | 0.50398 | 50398 | 0.29023 | 15091.96 | 8e-05 | 7.12 | 1 | 5000 | 15091.96 | 7.12 | 0 | 0 | 0 | 0 | 30298.92 | 0 | 0 | 0 | 0 | 0 | 30298.92
2022020903 | 4 | 0.51001 | 51001 | 0.24038 | 12499.76 | 8e-05 | 7.12 | 1 | 5000 | 12499.76 | 7.12 | 0 | 0 | 0 | 0 | 33494.12 | 0 | 0 | 0 | 0 | 0 | 33494.12
2022020904 | 4 | 0.52197 | 52197 | 0.19787 | 10289.24 | 8e-05 | 7.12 | 1 | 5000 | 10289.24 | 7.12 | 0 | 0 | 0 | 0 | 36900.64 | 0 | 0 | 0 | 0 | 0 | 36900.64
2022020905 | 4 | 0.54581 | 54581 | 0.16859 | 8766.68 | 8e-05 | 7.12 | 1 | 5000 | 8766.68 | 7.12 | 0 | 0 | 0 | 0 | 40807.2 | 0 | 0 | 0 | 0 | 0 | 40807.2
2022020906 | 4 | 0.58421 | 58421 | 0.1402 | 7290.4 | 8e-05 | 7.12 | 1 | 5000 | 7290.4 | 7.12 | 0 | 0 | 0 | 0 | 46123.48 | 0 | 0 | 0 | 0 | 0 | 46123.48
2022020907 | 4 | 0.64016 | 64016 | 0.12116 | 6300.32 | 8e-05 | 7.12 | 1 | 5000 | 6300.32 | 7.12 | 0 | 0 | 0 | 0 | 52708.56 | 0 | 0 | 0 | 0 | 0 | 52708.56
2022020908 | 4 | 0.66094 | 66094 | 0.10817 | 5624.84 | 0.02174 | 1934.86 | 1 | 5000 | 5624.84 | 1934.86 | 0 | 0 | 0 | 0 | 53534.3 | 0 | 0 | 0 | 0 | 0 | 53534.3
2022020909 | 4 | 0.63535 | 63535 | 0.09902 | 5149.04 | 0.39751 | 35378.39 | 1 | 5000 | 5149.04 | 35378.39 | 0 | 0 | 0 | 0 | 18007.57 | 0 | 0 | 0 | 0 | 0 | 18007.57
2022020910 | 4 | 0.59477 | 59477 | 0.05678 | 2952.56 | 0.76867 | 68411.63 | 1 | 5000 | 2952.56 | 51524.44 | 0 | 0 | 16887.19 | 16887.19 | 0 | 14354.1115 | 0 | 0 | 0 | 14354.1115 | 0
2022020911 | 4 | 0.56 | 56000 | 0.04386 | 2280.72 | 0.8038 | 71538.2 | 1 | 5000 | 2280.72 | 48719.28 | 0 | 0 | 22818.92 | 22818.92 | 0 | 33750.1935 | 0 | 0 | 0 | 19396.082 | 0
2022020912 | 4 | 0.53071 | 53071 | 0.04651 | 2418.52 | 0.78602 | 69955.78 | 1 | 5000 | 2418.52 | 45652.48 | 0 | 0 | 24303.3 | 24303.3 | 0 | 54407.9985 | 0 | 0 | 0 | 20657.805 | 0
2022020913 | 4 | 0.51057 | 51057 | 0.04569 | 2375.88 | 0.76995 | 68525.55 | 1 | 5000 | 2375.88 | 43681.12 | 0 | 0 | 24844.43 | 24844.43 | 0 | 75525.764 | 0 | 0 | 0 | 21117.7655 | 0
2022020914 | 4 | 0.50079 | 50079 | 0.0438 | 2277.6 | 0.76998 | 68528.22 | 1 | 5000 | 2277.6 | 42801.4 | 0 | 0 | 25726.82 | 25726.82 | 0 | 97393.561 | 0 | 0 | 0 | 21867.797 | 0
2022020915 | 4 | 0.49383 | 49383 | 0.03627 | 1886.04 | 0.78498 | 69863.22 | 1 | 5000 | 1886.04 | 42496.96 | 0 | 0 | 27366.26 | 27366.26 | 0 | 120654.882 | 0 | 0 | 0 | 23261.321 | 0
2022020916 | 4 | 0.49028 | 49028 | 0.03919 | 2037.88 | 0.80005 | 71204.45 | 1 | 5000 | 2037.88 | 41990.12 | 0 | 0 | 29214.33 | 29214.33 | 0 | 145487.0625 | 0 | 0 | 0 | 24832.1805 | 0
2022020917 | 4 | 0.49324 | 49324 | 0.05193 | 2700.36 | 0.73514 | 65427.46 | 1 | 5000 | 2700.36 | 41623.64 | 0 | 0 | 23803.82 | 23803.82 | 0 | 165720.3095 | 0 | 0 | 0 | 20233.247 | 0
2022020918 | 4 | 0.50127 | 50127 | 0.06765 | 3517.8 | 0.35122 | 31258.58 | 1 | 5000 | 3517.8 | 31258.58 | 0 | 0 | 0 | 0 | 10350.62 | 155369.6895 | 10350.62 | 0 | 0 | 0 | 0
2022020919 | 4 | 0.52276 | 52276 | 0.11121 | 5782.92 | 0.01689 | 1503.21 | 1 | 5000 | 5782.92 | 1503.21 | 0 | 0 | 0 | 0 | 39989.87 | 115379.8195 | 39989.87 | 0 | 0 | 0 | 0
2022020920 | 4 | 0.53068 | 53068 | 0.19361 | 10067.72 | 6e-05 | 5.34 | 1 | 5000 | 10067.72 | 5.34 | 0 | 0 | 0 | 0 | 37994.94 | 77384.8795 | 37994.94 | 0 | 0 | 0 | 0
2022020921 | 4 | 0.53041 | 53041 | 0.24156 | 12561.12 | 6e-05 | 5.34 | 1 | 5000 | 12561.12 | 5.34 | 0 | 0 | 0 | 0 | 35474.54 | 41910.3395 | 35474.54 | 0 | 0 | 0 | 0
2022020922 | 4 | 0.52142 | 52142 | 0.27068 | 14075.36 | 5e-05 | 4.45 | 1 | 5000 | 14075.36 | 4.45 | 0 | 0 | 0 | 0 | 33062.19 | 8848.1495 | 33062.19 | 0 | 0 | 0 | 0
2022020923 | 4 | 0.50457 | 50457 | 0.28142 | 14633.84 | 5e-05 | 4.45 | 1 | 5000 | 14633.84 | 4.45 | 0 | 0 | 0 | 0 | 30818.71 | 0 | 8848.1495 | 0 | 0 | 0 | 21970.5605
2022020924 | 4 | 0.48687 | 48687 | 0.28955 | 15056.6 | 5e-05 | 4.45 | 1 | 5000 | 15056.6 | 4.45 | 0 | 0 | 0 | 0 | 28625.95 | 0 | 0 | 0 | 0 | 0 | 28625.95
2022021001 | 5 | 0.47749 | 47749 | 0.29616 | 15400.32 | 5e-05 | 4.45 | 1 | 5000 | 15400.32 | 4.45 | 0 | 0 | 0 | 0 | 27344.23 | 0 | 0 | 0 | 0 | 0 | 27344.23
2022021002 | 5 | 0.4763 | 47630 | 0.28379 | 14757.08 | 5e-05 | 4.45 | 1 | 5000 | 14757.08 | 4.45 | 0 | 0 | 0 | 0 | 27868.47 | 0 | 0 | 0 | 0 | 0 | 27868.47
2022021003 | 5 | 0.48144 | 48144 | 0.26986 | 14032.72 | 5e-05 | 4.45 | 1 | 5000 | 14032.72 | 4.45 | 0 | 0 | 0 | 0 | 29106.83 | 0 | 0 | 0 | 0 | 0 | 29106.83
2022021004 | 5 | 0.49184 | 49184 | 0.22801 | 11856.52 | 5e-05 | 4.45 | 1 | 5000 | 11856.52 | 4.45 | 0 | 0 | 0 | 0 | 32323.03 | 0 | 0 | 0 | 0 | 0 | 32323.03
2022021005 | 5 | 0.51124 | 51124 | 0.19404 | 10090.08 | 5e-05 | 4.45 | 1 | 5000 | 10090.08 | 4.45 | 0 | 0 | 0 | 0 | 36029.47 | 0 | 0 | 0 | 0 | 0 | 36029.47
2022021006 | 5 | 0.55053 | 55053 | 0.17538 | 9119.76 | 5e-05 | 4.45 | 1 | 5000 | 9119.76 | 4.45 | 0 | 0 | 0 | 0 | 40928.79 | 0 | 0 | 0 | 0 | 0 | 40928.79
2022021007 | 5 | 0.60617 | 60617 | 0.15904 | 8270.08 | 6e-05 | 5.34 | 1 | 5000 | 8270.08 | 5.34 | 0 | 0 | 0 | 0 | 47341.58 | 0 | 0 | 0 | 0 | 0 | 47341.58
2022021008 | 5 | 0.62844 | 62844 | 0.178 | 9256 | 0.02301 | 2047.89 | 1 | 5000 | 9256 | 2047.89 | 0 | 0 | 0 | 0 | 46540.11 | 0 | 0 | 0 | 0 | 0 | 46540.11
2022021009 | 5 | 0.6051 | 60510 | 0.16655 | 8660.6 | 0.34358 | 30578.62 | 1 | 5000 | 8660.6 | 30578.62 | 0 | 0 | 0 | 0 | 16270.78 | 0 | 0 | 0 | 0 | 0 | 16270.78
2022021010 | 5 | 0.57015 | 57015 | 0.10551 | 5486.52 | 0.71612 | 63734.68 | 1 | 5000 | 5486.52 | 46528.48 | 0 | 0 | 17206.2 | 17206.2 | 0 | 14625.27 | 0 | 0 | 0 | 14625.27 | 0
2022021011 | 5 | 0.54046 | 54046 | 0.08135 | 4230.2 | 0.78606 | 69959.34 | 1 | 5000 | 4230.2 | 44815.8 | 0 | 0 | 25143.54 | 25143.54 | 0 | 35997.279 | 0 | 0 | 0 | 21372.009 | 0
2022021012 | 5 | 0.51653 | 51653 | 0.0549 | 2854.8 | 0.74207 | 66044.23 | 1 | 5000 | 2854.8 | 43798.2 | 0 | 0 | 22246.03 | 22246.03 | 0 | 54906.4045 | 0 | 0 | 0 | 18909.1255 | 0
2022021013 | 5 | 0.50257 | 50257 | 0.03103 | 1613.56 | 0.72513 | 64536.57 | 1 | 5000 | 1613.56 | 43643.44 | 0 | 0 | 20893.13 | 20893.13 | 0 | 72665.565 | 0 | 0 | 0 | 17759.1605 | 0
2022021014 | 5 | 0.49604 | 49604 | 0.01912 | 994.24 | 0.72886 | 64868.54 | 1 | 5000 | 994.24 | 43609.76 | 0 | 0 | 21258.78 | 21258.78 | 0 | 90735.528 | 0 | 0 | 0 | 18069.963 | 0
2022021015 | 5 | 0.49275 | 49275 | 0.02733 | 1421.16 | 0.75638 | 67317.82 | 1 | 5000 | 1421.16 | 42853.84 | 0 | 0 | 24463.98 | 24463.98 | 0 | 111529.911 | 0 | 0 | 0 | 20794.383 | 0
2022021016 | 5 | 0.49055 | 49055 | 0.03721 | 1934.92 | 0.77149 | 68662.61 | 1 | 5000 | 1934.92 | 42120.08 | 0 | 0 | 26542.53 | 26542.53 | 0 | 134091.0615 | 0 | 0 | 0 | 22561.1505 | 0
2022021017 | 5 | 0.49263 | 49263 | 0.03696 | 1921.92 | 0.70836 | 63044.04 | 1 | 5000 | 1921.92 | 42341.08 | 0 | 0 | 20702.96 | 20702.96 | 0 | 151688.5775 | 0 | 0 | 0 | 17597.516 | 0
2022021018 | 5 | 0.49897 | 49897 | 0.04543 | 2362.36 | 0.33769 | 30054.41 | 1 | 5000 | 2362.36 | 30054.41 | 0 | 0 | 0 | 0 | 12480.23 | 139208.3475 | 12480.23 | 0 | 0 | 0 | 0
2022021019 | 5 | 0.51825 | 51825 | 0.06775 | 3523 | 0.0164 | 1459.6 | 1 | 5000 | 3523 | 1459.6 | 0 | 0 | 0 | 0 | 41842.4 | 97365.9475 | 41842.4 | 0 | 0 | 0 | 0
2022021020 | 5 | 0.52582 | 52582 | 0.10804 | 5618.08 | 0 | 0 | 1 | 5000 | 5618.08 | 0 | 0 | 0 | 0 | 0 | 41963.92 | 55402.0275 | 41963.92 | 0 | 0 | 0 | 0
2022021021 | 5 | 0.52231 | 52231 | 0.15221 | 7914.92 | 0 | 0 | 1 | 5000 | 7914.92 | 0 | 0 | 0 | 0 | 0 | 39316.08 | 16085.9475 | 39316.08 | 0 | 0 | 0 | 0
2022021022 | 5 | 0.51231 | 51231 | 0.19916 | 10356.32 | 0 | 0 | 1 | 5000 | 10356.32 | 0 | 0 | 0 | 0 | 0 | 35874.68 | 0 | 16085.9475 | 0 | 0 | 0 | 19788.7325
2022021023 | 5 | 0.49211 | 49211 | 0.27554 | 14328.08 | 0 | 0 | 1 | 5000 | 14328.08 | 0 | 0 | 0 | 0 | 0 | 29882.92 | 0 | 0 | 0 | 0 | 0 | 29882.92
2022021024 | 5 | 0.47268 | 47268 | 0.37895 | 19705.4 | 0 | 0 | 1 | 5000 | 19705.4 | 0 | 0 | 0 | 0 | 0 | 22562.6 | 0 | 0 | 0 | 0 | 0 | 22562.6
2022021101 | 6 | 0.46218 | 46218 | 0.46373 | 24113.96 | 0 | 0 | 1 | 5000 | 24113.96 | 0 | 0 | 0 | 0 | 0 | 17104.04 | 0 | 0 | 0 | 0 | 0 | 17104.04
2022021102 | 6 | 0.4605 | 46050 | 0.51234 | 26641.68 | 0 | 0 | 1 | 5000 | 26641.68 | 0 | 0 | 0 | 0 | 0 | 14408.32 | 0 | 0 | 0 | 0 | 0 | 14408.32
2022021103 | 6 | 0.46338 | 46338 | 0.53585 | 27864.2 | 0 | 0 | 1 | 5000 | 27864.2 | 0 | 0 | 0 | 0 | 0 | 13473.8 | 0 | 0 | 0 | 0 | 0 | 13473.8
2022021104 | 6 | 0.47006 | 47006 | 0.54378 | 28276.56 | 0 | 0 | 1 | 5000 | 28276.56 | 0 | 0 | 0 | 0 | 0 | 13729.44 | 0 | 0 | 0 | 0 | 0 | 13729.44
2022021105 | 6 | 0.486 | 48600 | 0.54383 | 28279.16 | 0 | 0 | 1 | 5000 | 28279.16 | 0 | 0 | 0 | 0 | 0 | 15320.84 | 0 | 0 | 0 | 0 | 0 | 15320.84
2022021106 | 6 | 0.52007 | 52007 | 0.54363 | 28268.76 | 0 | 0 | 1 | 5000 | 28268.76 | 0 | 0 | 0 | 0 | 0 | 18738.24 | 0 | 0 | 0 | 0 | 0 | 18738.24
2022021107 | 6 | 0.56775 | 56775 | 0.53664 | 27905.28 | 0 | 0 | 1 | 5000 | 27905.28 | 0 | 0 | 0 | 0 | 0 | 23869.72 | 0 | 0 | 0 | 0 | 0 | 23869.72
2022021108 | 6 | 0.58869 | 58869 | 0.53438 | 27787.76 | 0.01854 | 1650.06 | 1 | 5000 | 27787.76 | 1650.06 | 0 | 0 | 0 | 0 | 24431.18 | 0 | 0 | 0 | 0 | 0 | 24431.18
2022021109 | 6 | 0.57365 | 57365 | 0.48897 | 25426.44 | 0.23933 | 21300.37 | 1 | 5000 | 25426.44 | 21300.37 | 0 | 0 | 0 | 0 | 5638.19 | 0 | 0 | 0 | 0 | 0 | 5638.19
2022021110 | 6 | 0.54879 | 54879 | 0.3991 | 20753.2 | 0.58257 | 51848.73 | 1 | 5000 | 20753.2 | 29125.8 | 0 | 0 | 22722.93 | 22722.93 | 0 | 19314.4905 | 0 | 0 | 0 | 19314.4905 | 0
2022021111 | 6 | 0.52853 | 52853 | 0.39343 | 20458.36 | 0.65104 | 57942.56 | 1 | 5000 | 20458.36 | 27394.64 | 0 | 0 | 30547.92 | 30547.92 | 0 | 45280.2225 | 0 | 0 | 0 | 25965.732 | 0
2022021112 | 6 | 0.51213 | 51213 | 0.38154 | 19840.08 | 0.67001 | 59630.89 | 1 | 5000 | 19840.08 | 26372.92 | 0 | 0 | 33257.97 | 33257.97 | 0 | 73549.497 | 0 | 0 | 0 | 28269.2745 | 0
2022021113 | 6 | 0.50223 | 50223 | 0.36234 | 18841.68 | 0.74543 | 66343.27 | 1 | 5000 | 18841.68 | 26381.32 | 0 | 0 | 39961.95 | 39961.95 | 0 | 107517.1545 | 0 | 0 | 0 | 33967.6575 | 0
2022021114 | 6 | 0.49937 | 49937 | 0.34459 | 17918.68 | 0.74672 | 66458.08 | 1 | 5000 | 17918.68 | 27018.32 | 0 | 0 | 39439.76 | 39439.76 | 0 | 141040.9505 | 0 | 0 | 0 | 33523.796 | 0
2022021115 | 6 | 0.49751 | 49751 | 0.34016 | 17688.32 | 0.76501 | 68085.89 | 1 | 5000 | 17688.32 | 27062.68 | 0 | 0 | 41023.21 | 41023.21 | 0 | 175910.679 | 0 | 0 | 0 | 34869.7285 | 0
2022021116 | 6 | 0.49947 | 49947 | 0.37669 | 19587.88 | 0.77576 | 69042.64 | 1 | 5000 | 19587.88 | 25359.12 | 0 | 0 | 43683.52 | 43683.52 | 0 | 200000 | 0 | 0 | 0 | 24089.321 | 0
2022021117 | 6 | 0.50231 | 50231 | 0.43467 | 22602.84 | 0.6281 | 55900.9 | 1 | 5000 | 22602.84 | 22628.16 | 0 | 0 | 33272.74 | 33272.74 | 0 | 200000 | 0 | 0 | 0 | 0 | 0
2022021118 | 6 | 0.50492 | 50492 | 0.52827 | 27470.04 | 0.29435 | 26197.15 | 1 | 5000 | 27470.04 | 18021.96 | 0 | 0 | 8175.19 | 8175.19 | 0 | 200000 | 0 | 0 | 0 | 0 | 0
2022021119 | 6 | 0.51308 | 51308 | 0.59753 | 31071.56 | 0.01602 | 1425.78 | 1 | 5000 | 31071.56 | 1425.78 | 0 | 0 | 0 | 0 | 13810.66 | 186189.34 | 13810.66 | 0 | 0 | 0 | 0
2022021120 | 6 | 0.51418 | 51418 | 0.6285 | 32682 | 0 | 0 | 1 | 5000 | 32682 | 0 | 0 | 0 | 0 | 0 | 13736 | 172453.34 | 13736 | 0 | 0 | 0 | 0
2022021121 | 6 | 0.50704 | 50704 | 0.65359 | 33986.68 | 0 | 0 | 1 | 5000 | 33986.68 | 0 | 0 | 0 | 0 | 0 | 11717.32 | 160736.02 | 11717.32 | 0 | 0 | 0 | 0
2022021122 | 6 | 0.49611 | 49611 | 0.64405 | 33490.6 | 0 | 0 | 1 | 5000 | 33490.6 | 0 | 0 | 0 | 0 | 0 | 11120.4 | 149615.62 | 11120.4 | 0 | 0 | 0 | 0
2022021123 | 6 | 0.4798 | 47980 | 0.62875 | 32695 | 0 | 0 | 1 | 5000 | 32695 | 0 | 0 | 0 | 0 | 0 | 10285 | 139330.62 | 10285 | 0 | 0 | 0 | 0
2022021124 | 6 | 0.46056 | 46056 | 0.61229 | 31839.08 | 0 | 0 | 1 | 5000 | 31839.08 | 0 | 0 | 0 | 0 | 0 | 9216.92 | 130113.7 | 9216.92 | 0 | 0 | 0 | 0
2022021201 | 7 | 0.44319 | 44319 | 0.59871 | 31132.92 | 0 | 0 | 1 | 5000 | 31132.92 | 0 | 0 | 0 | 0 | 0 | 8186.08 | 121927.62 | 8186.08 | 0 | 0 | 0 | 0
2022021202 | 7 | 0.43497 | 43497 | 0.581 | 30212 | 0 | 0 | 1 | 5000 | 30212 | 0 | 0 | 0 | 0 | 0 | 8285 | 113642.62 | 8285 | 0 | 0 | 0 | 0
2022021203 | 7 | 0.43286 | 43286 | 0.58274 | 30302.48 | 0 | 0 | 1 | 5000 | 30302.48 | 0 | 0 | 0 | 0 | 0 | 7983.52 | 105659.1 | 7983.52 | 0 | 0 | 0 | 7.276e-12
2022021204 | 7 | 0.43536 | 43536 | 0.59124 | 30744.48 | 0 | 0 | 1 | 5000 | 30744.48 | 0 | 0 | 0 | 0 | 0 | 7791.52 | 97867.58 | 7791.52 | 0 | 0 | 0 | 0
2022021205 | 7 | 0.44099 | 44099 | 0.59183 | 30775.16 | 0 | 0 | 1 | 5000 | 30775.16 | 0 | 0 | 0 | 0 | 0 | 8323.84 | 89543.74 | 8323.84 | 0 | 0 | 0 | 0
2022021206 | 7 | 0.45685 | 45685 | 0.59578 | 30980.56 | 0 | 0 | 1 | 5000 | 30980.56 | 0 | 0 | 0 | 0 | 0 | 9704.44 | 79839.3 | 9704.44 | 0 | 0 | 0 | 0
2022021207 | 7 | 0.4797 | 47970 | 0.59948 | 31172.96 | 0 | 0 | 1 | 5000 | 31172.96 | 0 | 0 | 0 | 0 | 0 | 11797.04 | 68042.26 | 11797.04 | 0 | 0 | 0 | 0
2022021208 | 7 | 0.50787 | 50787 | 0.59485 | 30932.2 | 0.0041 | 364.9 | 1 | 5000 | 30932.2 | 364.9 | 0 | 0 | 0 | 0 | 14489.9 | 53552.36 | 14489.9 | 0 | 0 | 0 | 0
2022021209 | 7 | 0.53556 | 53556 | 0.57748 | 30028.96 | 0.08297 | 7384.33 | 1 | 5000 | 30028.96 | 7384.33 | 0 | 0 | 0 | 0 | 11142.71 | 42409.65 | 11142.71 | 0 | 0 | 0 | 0
2022021210 | 7 | 0.55897 | 55897 | 0.54785 | 28488.2 | 0.20132 | 17917.48 | 1 | 5000 | 28488.2 | 17917.48 | 0 | 0 | 0 | 0 | 4491.32 | 37918.33 | 4491.32 | 0 | 0 | 0 | 0
2022021211 | 7 | 0.57341 | 57341 | 0.53707 | 27927.64 | 0.28914 | 25733.46 | 1 | 5000 | 27927.64 | 24413.36 | 0 | 0 | 1320.1 | 1320.1 | 0 | 39040.415 | 0 | 0 | 0 | 1122.085 | 0
2022021212 | 7 | 0.57643 | 57643 | 0.51843 | 26958.36 | 0.49054 | 43658.06 | 1 | 5000 | 26958.36 | 25684.64 | 0 | 0 | 17973.42 | 17973.42 | 0 | 54317.822 | 0 | 0 | 0 | 15277.407 | 0
2022021213 | 7 | 0.57601 | 57601 | 0.46248 | 24048.96 | 0.60775 | 54089.75 | 1 | 5000 | 24048.96 | 28552.04 | 0 | 0 | 25537.71 | 25537.71 | 0 | 76024.8755 | 0 | 0 | 0 | 21707.0535 | 0
2022021214 | 7 | 0.56875 | 56875 | 0.38831 | 20192.12 | 0.68665 | 61111.85 | 1 | 5000 | 20192.12 | 31682.88 | 0 | 0 | 29428.97 | 29428.97 | 0 | 101039.5 | 0 | 0 | 0 | 25014.6245 | 0
2022021215 | 7 | 0.55317 | 55317 | 0.31844 | 16558.88 | 0.73198 | 65146.22 | 1 | 5000 | 16558.88 | 33758.12 | 0 | 0 | 31388.1 | 31388.1 | 0 | 127719.385 | 0 | 0 | 0 | 26679.885 | 0
2022021216 | 7 | 0.54172 | 54172 | 0.27776 | 14443.52 | 0.79478 | 70735.42 | 1 | 5000 | 14443.52 | 34728.48 | 0 | 0 | 36006.94 | 36006.94 | 0 | 158325.284 | 0 | 0 | 0 | 30605.899 | 0
2022021217 | 7 | 0.53986 | 53986 | 0.25448 | 13232.96 | 0.75254 | 66976.06 | 1 | 5000 | 13232.96 | 35753.04 | 0 | 0 | 31223.02 | 31223.02 | 0 | 184864.851 | 0 | 0 | 0 | 26539.567 | 0
2022021218 | 7 | 0.55383 | 55383 | 0.22944 | 11930.88 | 0.3768 | 33535.2 | 1 | 5000 | 11930.88 | 33535.2 | 0 | 0 | 0 | 0 | 4916.92 | 179947.931 | 4916.92 | 0 | 0 | 0 | 0
2022021219 | 7 | 0.5899 | 58990 | 0.19383 | 10079.16 | 0.02146 | 1909.94 | 1 | 5000 | 10079.16 | 1909.94 | 0 | 0 | 0 | 0 | 42000.9 | 137947.031 | 42000.9 | 0 | 0 | 0 | 0
2022021220 | 7 | 0.60789 | 60789 | 0.18828 | 9790.56 | 6e-05 | 5.34 | 1 | 5000 | 9790.56 | 5.34 | 0 | 0 | 0 | 0 | 45993.1 | 91953.931 | 45993.1 | 0 | 0 | 0 | 0
2022021221 | 7 | 0.61462 | 61462 | 0.19397 | 10086.44 | 6e-05 | 5.34 | 1 | 5000 | 10086.44 | 5.34 | 0 | 0 | 0 | 0 | 46370.22 | 45583.711 | 46370.22 | 0 | 0 | 0 | 0
2022021222 | 7 | 0.61686 | 61686 | 0.20413 | 10614.76 | 6e-05 | 5.34 | 1 | 5000 | 10614.76 | 5.34 | 0 | 0 | 0 | 0 | 46065.9 | 0 | 45583.711 | 0 | 0 | 0 | 482.189
2022021223 | 7 | 0.61144 | 61144 | 0.24208 | 12588.16 | 6e-05 | 5.34 | 1 | 5000 | 12588.16 | 5.34 | 0 | 0 | 0 | 0 | 43550.5 | 0 | 0 | 0 | 0 | 0 | 43550.5
2022021224 | 7 | 0.60394 | 60394 | 0.29556 | 15369.12 | 6e-05 | 5.34 | 1 | 5000 | 15369.12 | 5.34 | 0 | 0 | 0 | 0 | 40019.54 | 0 | 0 | 0 | 0 | 0 | 40019.54
2022021301 | 1 | 0.59953 | 59953 | 0.36567 | 19014.84 | 6e-05 | 5.34 | 1 | 5000 | 19014.84 | 5.34 | 0 | 0 | 0 | 0 | 35932.82 | 0 | 0 | 0 | 0 | 0 | 35932.82
2022021302 | 1 | 0.59952 | 59952 | 0.40125 | 20865 | 6e-05 | 5.34 | 1 | 5000 | 20865 | 5.34 | 0 | 0 | 0 | 0 | 34081.66 | 0 | 0 | 0 | 0 | 0 | 34081.66
2022021303 | 1 | 0.60284 | 60284 | 0.41651 | 21658.52 | 6e-05 | 5.34 | 1 | 5000 | 21658.52 | 5.34 | 0 | 0 | 0 | 0 | 33620.14 | 0 | 0 | 0 | 0 | 0 | 33620.14
2022021304 | 1 | 0.6098 | 60980 | 0.41699 | 21683.48 | 6e-05 | 5.34 | 1 | 5000 | 21683.48 | 5.34 | 0 | 0 | 0 | 0 | 34291.18 | 0 | 0 | 0 | 0 | 0 | 34291.18
2022021305 | 1 | 0.62 | 62000 | 0.4066 | 21143.2 | 6e-05 | 5.34 | 1 | 5000 | 21143.2 | 5.34 | 0 | 0 | 0 | 0 | 35851.46 | 0 | 0 | 0 | 0 | 0 | 35851.46
2022021306 | 1 | 0.6356 | 63560 | 0.38932 | 20244.64 | 6e-05 | 5.34 | 1 | 5000 | 20244.64 | 5.34 | 0 | 0 | 0 | 0 | 38310.02 | 0 | 0 | 0 | 0 | 0 | 38310.02
2022021307 | 1 | 0.65756 | 65756 | 0.3841 | 19973.2 | 6e-05 | 5.34 | 1 | 5000 | 19973.2 | 5.34 | 0 | 0 | 0 | 0 | 40777.46 | 0 | 0 | 0 | 0 | 0 | 40777.46
2022021308 | 1 | 0.67385 | 67385 | 0.34983 | 18191.16 | 0.03377 | 3005.53 | 1 | 5000 | 18191.16 | 3005.53 | 0 | 0 | 0 | 0 | 41188.31 | 0 | 0 | 0 | 0 | 0 | 41188.31
2022021309 | 1 | 0.66194 | 66194 | 0.27327 | 14210.04 | 0.47364 | 42153.96 | 1 | 5000 | 14210.04 | 42153.96 | 0 | 0 | 0 | 0 | 4830 | 0 | 0 | 0 | 0 | 0 | 4830
2022021310 | 1 | 0.63131 | 63131 | 0.14212 | 7390.24 | 0.84384 | 75101.76 | 1 | 5000 | 7390.24 | 50740.76 | 0 | 0 | 24361 | 24361 | 0 | 20706.85 | 0 | 0 | 0 | 20706.85 | 0
2022021311 | 1 | 0.59468 | 59468 | 0.11652 | 6059.04 | 0.86653 | 77121.17 | 1 | 5000 | 6059.04 | 48408.96 | 0 | 0 | 28712.21 | 28712.21 | 0 | 45112.2285 | 0 | 0 | 0 | 24405.3785 | 0
2022021312 | 1 | 0.55913 | 55913 | 0.08552 | 4447.04 | 0.84764 | 75439.96 | 1 | 5000 | 4447.04 | 46465.96 | 0 | 0 | 28974 | 28974 | 0 | 69740.1285 | 0 | 0 | 0 | 24627.9 | 0
2022021313 | 1 | 0.52875 | 52875 | 0.05458 | 2838.16 | 0.82739 | 73637.71 | 1 | 5000 | 2838.16 | 45036.84 | 0 | 0 | 28600.87 | 28600.87 | 0 | 94050.868 | 0 | 0 | 0 | 24310.7395 | 0
2022021314 | 1 | 0.50517 | 50517 | 0.04988 | 2593.76 | 0.83002 | 73871.78 | 1 | 5000 | 2593.76 | 42923.24 | 0 | 0 | 30948.54 | 30948.54 | 0 | 120357.127 | 0 | 0 | 0 | 26306.259 | 0
2022021315 | 1 | 0.48831 | 48831 | 0.05918 | 3077.36 | 0.85129 | 75764.81 | 1 | 5000 | 3077.36 | 40753.64 | 0 | 0 | 35011.17 | 35011.17 | 0 | 150116.6215 | 0 | 0 | 0 | 29759.4945 | 0
2022021316 | 1 | 0.4808 | 48080 | 0.07485 | 3892.2 | 0.86783 | 77236.87 | 1 | 5000 | 3892.2 | 39187.8 | 0 | 0 | 38049.07 | 38049.07 | 0 | 182458.331 | 0 | 0 | 0 | 32341.7095 | 0
2022021317 | 1 | 0.48251 | 48251 | 0.09179 | 4773.08 | 0.81188 | 72257.32 | 1 | 5000 | 4773.08 | 38477.92 | 0 | 0 | 33779.4 | 33779.4 | 0 | 200000 | 0 | 0 | 0 | 17541.669 | 0
2022021318 | 1 | 0.48766 | 48766 | 0.09991 | 5195.32 | 0.41799 | 37201.11 | 1 | 5000 | 5195.32 | 37201.11 | 0 | 0 | 0 | 0 | 1369.57 | 198630.43 | 1369.57 | 0 | 0 | 0 | 0
2022021319 | 1 | 0.50682 | 50682 | 0.11048 | 5744.96 | 0.02462 | 2191.18 | 1 | 5000 | 5744.96 | 2191.18 | 0 | 0 | 0 | 0 | 37745.86 | 160884.57 | 37745.86 | 0 | 0 | 0 | 0
2022021320 | 1 | 0.5203 | 52030 | 0.17886 | 9300.72 | 0 | 0 | 1 | 5000 | 9300.72 | 0 | 0 | 0 | 0 | 0 | 37729.28 | 123155.29 | 37729.28 | 0 | 0 | 0 | 0
2022021321 | 1 | 0.52945 | 52945 | 0.27727 | 14418.04 | 0 | 0 | 1 | 5000 | 14418.04 | 0 | 0 | 0 | 0 | 0 | 33526.96 | 89628.33 | 33526.96 | 0 | 0 | 0 | 0
2022021322 | 1 | 0.54098 | 54098 | 0.38822 | 20187.44 | 0 | 0 | 1 | 5000 | 20187.44 | 0 | 0 | 0 | 0 | 0 | 28910.56 | 60717.77 | 28910.56 | 0 | 0 | 0 | 0
2022021323 | 1 | 0.53589 | 53589 | 0.48516 | 25228.32 | 0 | 0 | 1 | 5000 | 25228.32 | 0 | 0 | 0 | 0 | 0 | 23360.68 | 37357.09 | 23360.68 | 0 | 0 | 0 | 0
2022021324 | 1 | 0.52271 | 52271 | 0.54413 | 28294.76 | 0 | 0 | 1 | 5000 | 28294.76 | 0 | 0 | 0 | 0 | 0 | 18976.24 | 18380.85 | 18976.24 | 0 | 0 | 0 | 0
2022021401 | 2 | 0.51443 | 51443 | 0.58878 | 30616.56 | 0 | 0 | 1 | 5000 | 30616.56 | 0 | 0 | 0 | 0 | 0 | 15826.44 | 2554.41 | 15826.44 | 0 | 0 | 0 | 0
2022021402 | 2 | 0.51474 | 51474 | 0.59691 | 31039.32 | 0 | 0 | 1 | 5000 | 31039.32 | 0 | 0 | 0 | 0 | 0 | 15434.68 | 0 | 2554.41 | 0 | 0 | 0 | 12880.27
2022021403 | 2 | 0.51874 | 51874 | 0.5951 | 30945.2 | 0 | 0 | 1 | 5000 | 30945.2 | 0 | 0 | 0 | 0 | 0 | 15928.8 | 0 | 0 | 0 | 0 | 0 | 15928.8
2022021404 | 2 | 0.52981 | 52981 | 0.5926 | 30815.2 | 0 | 0 | 1 | 5000 | 30815.2 | 0 | 0 | 0 | 0 | 0 | 17165.8 | 0 | 0 | 0 | 0 | 0 | 17165.8
2022021405 | 2 | 0.55015 | 55015 | 0.57958 | 30138.16 | 0 | 0 | 1 | 5000 | 30138.16 | 0 | 0 | 0 | 0 | 0 | 19876.84 | 0 | 0 | 0 | 0 | 0 | 19876.84
2022021406 | 2 | 0.58823 | 58823 | 0.54036 | 28098.72 | 0 | 0 | 1 | 5000 | 28098.72 | 0 | 0 | 0 | 0 | 0 | 25724.28 | 0 | 0 | 0 | 0 | 0 | 25724.28
2022021407 | 2 | 0.64399 | 64399 | 0.50733 | 26381.16 | 0 | 0 | 1 | 5000 | 26381.16 | 0 | 0 | 0 | 0 | 0 | 33017.84 | 0 | 0 | 0 | 0 | 0 | 33017.84
2022021408 | 2 | 0.66569 | 66569 | 0.47899 | 24907.48 | 0.03528 | 3139.92 | 1 | 5000 | 24907.48 | 3139.92 | 0 | 0 | 0 | 0 | 33521.6 | 0 | 0 | 0 | 0 | 0 | 33521.6
2022021409 | 2 | 0.63959 | 63959 | 0.41536 | 21598.72 | 0.48548 | 43207.72 | 1 | 5000 | 21598.72 | 37360.28 | 0 | 0 | 5847.44 | 5847.44 | 0 | 4970.324 | 0 | 0 | 0 | 4970.324 | 0
2022021410 | 2 | 0.59951 | 59951 | 0.26818 | 13945.36 | 0.84791 | 75463.99 | 1 | 5000 | 13945.36 | 41005.64 | 0 | 0 | 34458.35 | 34458.35 | 0 | 34259.9215 | 0 | 0 | 0 | 29289.5975 | 0
2022021411 | 2 | 0.56514 | 56514 | 0.23232 | 12080.64 | 0.87127 | 77543.03 | 1 | 5000 | 12080.64 | 39433.36 | 0 | 0 | 38109.67 | 38109.67 | 0 | 66653.141 | 0 | 0 | 0 | 32393.2195 | 0
2022021412 | 2 | 0.5368 | 53680 | 0.23154 | 12040.08 | 0.8522 | 75845.8 | 1 | 5000 | 12040.08 | 36639.92 | 0 | 0 | 39205.88 | 39205.88 | 0 | 99978.139 | 0 | 0 | 0 | 33324.998 | 0
2022021413 | 2 | 0.51571 | 51571 | 0.23758 | 12354.16 | 0.83422 | 74245.58 | 1 | 5000 | 12354.16 | 34216.84 | 0 | 0 | 40028.74 | 40028.74 | 0 | 134002.568 | 0 | 0 | 0 | 34024.429 | 0
2022021414 | 2 | 0.50439 | 50439 | 0.2693 | 14003.6 | 0.8316 | 74012.4 | 1 | 5000 | 14003.6 | 31435.4 | 0 | 0 | 42577 | 42577 | 0 | 170193.018 | 0 | 0 | 0 | 36190.45 | 0
2022021415 | 2 | 0.49484 | 49484 | 0.29877 | 15536.04 | 0.85024 | 75671.36 | 1 | 5000 | 15536.04 | 28947.96 | 0 | 0 | 46723.4 | 46723.4 | 0 | 200000 | 0 | 0 | 0 | 29806.982 | 0
2022021416 | 2 | 0.49083 | 49083 | 0.32581 | 16942.12 | 0.85552 | 76141.28 | 1 | 5000 | 16942.12 | 27140.88 | 0 | 0 | 49000.4 | 49000.4 | 0 | 200000 | 0 | 0 | 0 | 0 | 0
2022021417 | 2 | 0.49316 | 49316 | 0.34831 | 18112.12 | 0.78862 | 70187.18 | 1 | 5000 | 18112.12 | 26203.88 | 0 | 0 | 43983.3 | 43983.3 | 0 | 200000 | 0 | 0 | 0 | 0 | 0
2022021418 | 2 | 0.49843 | 49843 | 0.37844 | 19678.88 | 0.40812 | 36322.68 | 1 | 5000 | 19678.88 | 25164.12 | 0 | 0 | 11158.56 | 11158.56 | 0 | 200000 | 0 | 0 | 0 | 0 | 0
2022021419 | 2 | 0.52055 | 52055 | 0.42355 | 22024.6 | 0.02551 | 2270.39 | 1 | 5000 | 22024.6 | 2270.39 | 0 | 0 | 0 | 0 | 22760.01 | 177239.99 | 22760.01 | 0 | 0 | 0 | 0
2022021420 | 2 | 0.53358 | 53358 | 0.56378 | 29316.56 | 6e-05 | 5.34 | 1 | 5000 | 29316.56 | 5.34 | 0 | 0 | 0 | 0 | 19036.1 | 158203.89 | 19036.1 | 0 | 0 | 0 | 0
2022021421 | 2 | 0.53365 | 53365 | 0.63514 | 33027.28 | 6e-05 | 5.34 | 1 | 5000 | 33027.28 | 5.34 | 0 | 0 | 0 | 0 | 15332.38 | 142871.51 | 15332.38 | 0 | 0 | 0 | 0
2022021422 | 2 | 0.52423 | 52423 | 0.64312 | 33442.24 | 6e-05 | 5.34 | 1 | 5000 | 33442.24 | 5.34 | 0 | 0 | 0 | 0 | 13975.42 | 128896.09 | 13975.42 | 0 | 0 | 0 | 0
2022021423 | 2 | 0.50429 | 50429 | 0.63754 | 33152.08 | 6e-05 | 5.34 | 1 | 5000 | 33152.08 | 5.34 | 0 | 0 | 0 | 0 | 12271.58 | 116624.51 | 12271.58 | 0 | 0 | 0 | 0
2022021424 | 2 | 0.48353 | 48353 | 0.63229 | 32879.08 | 6e-05 | 5.34 | 1 | 5000 | 32879.08 | 5.34 | 0 | 0 | 0 | 0 | 10468.58 | 106155.93 | 10468.58 | 0 | 0 | 0 | 0
2022021501 | 3 | 0.47229 | 47229 | 0.63836 | 33194.72 | 6e-05 | 5.34 | 1 | 5000 | 33194.72 | 5.34 | 0 | 0 | 0 | 0 | 9028.94 | 97126.99 | 9028.94 | 0 | 0 | 0 | 0
2022021502 | 3 | 0.46857 | 46857 | 0.63642 | 33093.84 | 6e-05 | 5.34 | 1 | 5000 | 33093.84 | 5.34 | 0 | 0 | 0 | 0 | 8757.82 | 88369.17 | 8757.82 | 0 | 0 | 0 | 0
2022021503 | 3 | 0.47017 | 47017 | 0.63983 | 33271.16 | 6e-05 | 5.34 | 1 | 5000 | 33271.16 | 5.34 | 0 | 0 | 0 | 0 | 8740.5 | 79628.67 | 8740.5 | 0 | 0 | 0 | 0
2022021504 | 3 | 0.47883 | 47883 | 0.64015 | 33287.8 | 6e-05 | 5.34 | 1 | 5000 | 33287.8 | 5.34 | 0 | 0 | 0 | 0 | 9589.86 | 70038.81 | 9589.86 | 0 | 0 | 0 | 0
2022021505 | 3 | 0.49606 | 49606 | 0.64339 | 33456.28 | 6e-05 | 5.34 | 1 | 5000 | 33456.28 | 5.34 | 0 | 0 | 0 | 0 | 11144.38 | 58894.43 | 11144.38 | 0 | 0 | 0 | 0
2022021506 | 3 | 0.53087 | 53087 | 0.64877 | 33736.04 | 6e-05 | 5.34 | 1 | 5000 | 33736.04 | 5.34 | 0 | 0 | 0 | 0 | 14345.62 | 44548.81 | 14345.62 | 0 | 0 | 0 | 0
2022021507 | 3 | 0.58274 | 58274 | 0.65563 | 34092.76 | 6e-05 | 5.34 | 1 | 5000 | 34092.76 | 5.34 | 0 | 0 | 0 | 0 | 19175.9 | 25372.91 | 19175.9 | 0 | 0 | 0 | 0
2022021508 | 3 | 0.59974 | 59974 | 0.64157 | 33361.64 | 0.02394 | 2130.66 | 1 | 5000 | 33361.64 | 2130.66 | 0 | 0 | 0 | 0 | 19481.7 | 5891.21 | 19481.7 | 0 | 0 | 0 | 0
2022021509 | 3 | 0.57855 | 57855 | 0.59291 | 30831.32 | 0.24632 | 21922.48 | 1 | 5000 | 30831.32 | 21922.48 | 0 | 0 | 0 | 0 | 101.2 | 5790.01 | 101.2 | 0 | 0 | 0 | 0
2022021510 | 3 | 0.55247 | 55247 | 0.55274 | 28742.48 | 0.40253 | 35825.17 | 1 | 5000 | 28742.48 | 21504.52 | 0 | 0 | 14320.65 | 14320.65 | 0 | 17962.5625 | 0 | 0 | 0 | 12172.5525 | 0
2022021511 | 3 | 0.53183 | 53183 | 0.59362 | 30868.24 | 0.33227 | 29572.03 | 1 | 5000 | 30868.24 | 17314.76 | 0 | 0 | 12257.27 | 12257.27 | 0 | 28381.242 | 0 | 0 | 0 | 10418.6795 | 0
2022021512 | 3 | 0.51759 | 51759 | 0.61712 | 32090.24 | 0.18967 | 16880.63 | 1 | 5000 | 32090.24 | 14668.76 | 0 | 0 | 2211.87 | 2211.87 | 0 | 30261.3315 | 0 | 0 | 0 | 1880.0895 | 0
2022021513 | 3 | 0.50546 | 50546 | 0.60555 | 31488.6 | 0.15736 | 14005.04 | 1 | 5000 | 31488.6 | 14005.04 | 0 | 0 | 0 | 0 | 52.36 | 30208.9715 | 52.36 | 0 | 0 | 0 | 0
2022021514 | 3 | 0.50045 | 50045 | 0.60233 | 31321.16 | 0.15582 | 13867.98 | 1 | 5000 | 31321.16 | 13723.84 | 0 | 0 | 144.14 | 144.14 | 0 | 30331.4905 | 0 | 0 | 0 | 122.519 | 0
2022021515 | 3 | 0.49756 | 49756 | 0.61635 | 32050.2 | 0.14637 | 13026.93 | 1 | 5000 | 32050.2 | 12705.8 | 0 | 0 | 321.13 | 321.13 | 0 | 30604.451 | 0 | 0 | 0 | 272.9605 | 0
2022021516 | 3 | 0.49772 | 49772 | 0.62158 | 32322.16 | 0.14553 | 12952.17 | 1 | 5000 | 32322.16 | 12449.84 | 0 | 0 | 502.33 | 502.33 | 0 | 31031.4315 | 0 | 0 | 0 | 426.9805 | 0
2022021517 | 3 | 0.50035 | 50035 | 0.6236 | 32427.2 | 0.11928 | 10615.92 | 1 | 5000 | 32427.2 | 10615.92 | 0 | 0 | 0 | 0 | 1991.88 | 29039.5515 | 1991.88 | 0 | 0 | 0 | 0
2022021518 | 3 | 0.50711 | 50711 | 0.64088 | 33325.76 | 0.03989 | 3550.21 | 1 | 5000 | 33325.76 | 3550.21 | 0 | 0 | 0 | 0 | 8835.03 | 20204.5215 | 8835.03 | 0 | 0 | 0 | 0
2022021519 | 3 | 0.52513 | 52513 | 0.65786 | 34208.72 | 0.00202 | 179.78 | 1 | 5000 | 34208.72 | 179.78 | 0 | 0 | 0 | 0 | 13124.5 | 7080.0215 | 13124.5 | 0 | 0 | 0 | 0
2022021520 | 3 | 0.5326 | 53260 | 0.67768 | 35239.36 | 0.00014 | 12.46 | 1 | 5000 | 35239.36 | 12.46 | 0 | 0 | 0 | 0 | 13008.18 | 0 | 7080.0215 | 0 | 0 | 0 | 5928.1585
2022021521 | 3 | 0.52502 | 52502 | 0.67983 | 35351.16 | 0.00014 | 12.46 | 1 | 5000 | 35351.16 | 12.46 | 0 | 0 | 0 | 0 | 12138.38 | 0 | 0 | 0 | 0 | 0 | 12138.38
2022021522 | 3 | 0.50875 | 50875 | 0.66937 | 34807.24 | 0.00014 | 12.46 | 1 | 5000 | 34807.24 | 12.46 | 0 | 0 | 0 | 0 | 11055.3 | 0 | 0 | 0 | 0 | 0 | 11055.3
2022021523 | 3 | 0.48048 | 48048 | 0.64558 | 33570.16 | 0.00014 | 12.46 | 1 | 5000 | 33570.16 | 12.46 | 0 | 0 | 0 | 0 | 9465.38 | 0 | 0 | 0 | 0 | 0 | 9465.38
2022021524 | 3 | 0.45163 | 45163 | 0.60595 | 31509.4 | 0.00014 | 12.46 | 1 | 5000 | 31509.4 | 12.46 | 0 | 0 | 0 | 0 | 8641.14 | 0 | 0 | 0 | 0 | 0 | 8641.14
2022021601 | 4 | 0.43189 | 43189 | 0.57596 | 29949.92 | 0.00014 | 12.46 | 1 | 5000 | 29949.92 | 12.46 | 0 | 0 | 0 | 0 | 8226.62 | 0 | 0 | 0 | 0 | 0 | 8226.62
2022021602 | 4 | 0.4211 | 42110 | 0.57132 | 29708.64 | 0.00014 | 12.46 | 1 | 5000 | 29708.64 | 12.46 | 0 | 0 | 0 | 0 | 7388.9 | 0 | 0 | 0 | 0 | 0 | 7388.9
2022021603 | 4 | 0.41427 | 41427 | 0.56411 | 29333.72 | 0.00014 | 12.46 | 1 | 5000 | 29333.72 | 12.46 | 0 | 0 | 0 | 0 | 7080.82 | 0 | 0 | 0 | 0 | 0 | 7080.82
2022021604 | 4 | 0.41403 | 41403 | 0.56792 | 29531.84 | 0.00014 | 12.46 | 1 | 5000 | 29531.84 | 12.46 | 0 | 0 | 0 | 0 | 6858.7 | 0 | 0 | 0 | 0 | 0 | 6858.7
2022021605 | 4 | 0.42205 | 42205 | 0.57305 | 29798.6 | 0.00014 | 12.46 | 1 | 5000 | 29798.6 | 12.46 | 0 | 0 | 0 | 0 | 7393.94 | 0 | 0 | 0 | 0 | 0 | 7393.94
2022021606 | 4 | 0.44543 | 44543 | 0.59136 | 30750.72 | 0.00014 | 12.46 | 1 | 5000 | 30750.72 | 12.46 | 0 | 0 | 0 | 0 | 8779.82 | 0 | 0 | 0 | 0 | 0 | 8779.82
2022021607 | 4 | 0.48532 | 48532 | 0.62755 | 32632.6 | 0.00014 | 12.46 | 1 | 5000 | 32632.6 | 12.46 | 0 | 0 | 0 | 0 | 10886.94 | 0 | 0 | 0 | 0 | 0 | 10886.94
2022021608 | 4 | 0.50193 | 50193 | 0.6415 | 33358 | 0.00599 | 533.11 | 1 | 5000 | 33358 | 533.11 | 0 | 0 | 0 | 0 | 11301.89 | 0 | 0 | 0 | 0 | 0 | 11301.89
2022021609 | 4 | 0.50503 | 50503 | 0.61872 | 32173.44 | 0.08693 | 7736.77 | 1 | 5000 | 32173.44 | 7736.77 | 0 | 0 | 0 | 0 | 5592.79 | 0 | 0 | 0 | 0 | 0 | 5592.79
2022021610 | 4 | 0.50852 | 50852 | 0.59956 | 31177.12 | 0.21541 | 19171.49 | 1 | 5000 | 31177.12 | 14674.88 | 0 | 0 | 4496.61 | 4496.61 | 0 | 3822.1185 | 0 | 0 | 0 | 3822.1185 | 0
2022021611 | 4 | 0.51398 | 51398 | 0.59658 | 31022.16 | 0.2499 | 22241.1 | 1 | 5000 | 31022.16 | 15375.84 | 0 | 0 | 6865.26 | 6865.26 | 0 | 9657.5895 | 0 | 0 | 0 | 5835.471 | 0
2022021612 | 4 | 0.51788 | 51788 | 0.58608 | 30476.16 | 0.28465 | 25333.85 | 1 | 5000 | 30476.16 | 16311.84 | 0 | 0 | 9022.01 | 9022.01 | 0 | 17326.298 | 0 | 0 | 0 | 7668.7085 | 0
2022021613 | 4 | 0.51708 | 51708 | 0.55676 | 28951.52 | 0.35766 | 31831.74 | 1 | 5000 | 28951.52 | 17756.48 | 0 | 0 | 14075.26 | 14075.26 | 0 | 29290.269 | 0 | 0 | 0 | 11963.971 | 0
2022021614 | 4 | 0.51714 | 51714 | 0.53288 | 27709.76 | 0.43079 | 38340.31 | 1 | 5000 | 27709.76 | 19004.24 | 0 | 0 | 19336.07 | 19336.07 | 0 | 45725.9285 | 0 | 0 | 0 | 16435.6595 | 0
2022021615 | 4 | 0.51817 | 51817 | 0.52927 | 27522.04 | 0.45218 | 40244.02 | 1 | 5000 | 27522.04 | 19294.96 | 0 | 0 | 20949.06 | 20949.06 | 0 | 63532.6295 | 0 | 0 | 0 | 17806.701 | 0
2022021616 | 4 | 0.5188 | 51880 | 0.54588 | 28385.76 | 0.39203 | 34890.67 | 1 | 5000 | 28385.76 | 18494.24 | 0 | 0 | 16396.43 | 16396.43 | 0 | 77469.595 | 0 | 0 | 0 | 13936.9655 | 0
2022021617 | 4 | 0.52348 | 52348 | 0.601 | 31252 | 0.23989 | 21350.21 | 1 | 5000 | 31252 | 16096 | 0 | 0 | 5254.21 | 5254.21 | 0 | 81935.6735 | 0 | 0 | 0 | 4466.0785 | 0
2022021618 | 4 | 0.53033 | 53033 | 0.64688 | 33637.76 | 0.10249 | 9121.61 | 1 | 5000 | 33637.76 | 9121.61 | 0 | 0 | 0 | 0 | 5273.63 | 76662.0435 | 5273.63 | 0 | 0 | 0 | 7.276e-12
2022021619 | 4 | 0.54211 | 54211 | 0.67362 | 35028.24 | 0.00829 | 737.81 | 1 | 5000 | 35028.24 | 737.81 | 0 | 0 | 0 | 0 | 13444.95 | 63217.0935 | 13444.95 | 0 | 0 | 0 | 0
2022021620 | 4 | 0.54454 | 54454 | 0.69912 | 36354.24 | 0 | 0 | 1 | 5000 | 36354.24 | 0 | 0 | 0 | 0 | 0 | 13099.76 | 50117.3335 | 13099.76 | 0 | 0 | 0 | 0
2022021621 | 4 | 0.53435 | 53435 | 0.6938 | 36077.6 | 0 | 0 | 1 | 5000 | 36077.6 | 0 | 0 | 0 | 0 | 0 | 12357.4 | 37759.9335 | 12357.4 | 0 | 0 | 0 | 0
2022021622 | 4 | 0.51563 | 51563 | 0.68511 | 35625.72 | 0 | 0 | 1 | 5000 | 35625.72 | 0 | 0 | 0 | 0 | 0 | 10937.28 | 26822.6535 | 10937.28 | 0 | 0 | 0 | 0
2022021623 | 4 | 0.48605 | 48605 | 0.6477 | 33680.4 | 0 | 0 | 1 | 5000 | 33680.4 | 0 | 0 | 0 | 0 | 0 | 9924.6 | 16898.0535 | 9924.6 | 0 | 0 | 0 | 0
2022021624 | 4 | 0.45721 | 45721 | 0.60683 | 31555.16 | 0 | 0 | 1 | 5000 | 31555.16 | 0 | 0 | 0 | 0 | 0 | 9165.84 | 7732.2135 | 9165.84 | 0 | 0 | 0 | 0
2022021701 | 5 | 0.43527 | 43527 | 0.5717 | 29728.4 | 0 | 0 | 1 | 5000 | 29728.4 | 0 | 0 | 0 | 0 | 0 | 8798.6 | 0 | 7732.2135 | 0 | 0 | 0 | 1066.3865
2022021702 | 5 | 0.42142 | 42142 | 0.54092 | 28127.84 | 0 | 0 | 1 | 5000 | 28127.84 | 0 | 0 | 0 | 0 | 0 | 9014.16 | 0 | 0 | 0 | 0 | 0 | 9014.16
2022021703 | 5 | 0.41457 | 41457 | 0.52597 | 27350.44 | 0 | 0 | 1 | 5000 | 27350.44 | 0 | 0 | 0 | 0 | 0 | 9106.56 | 0 | 0 | 0 | 0 | 0 | 9106.56
2022021704 | 5 | 0.41173 | 41173 | 0.53891 | 28023.32 | 0 | 0 | 1 | 5000 | 28023.32 | 0 | 0 | 0 | 0 | 0 | 8149.68 | 0 | 0 | 0 | 0 | 0 | 8149.68
2022021705 | 5 | 0.41832 | 41832 | 0.55849 | 29041.48 | 0 | 0 | 1 | 5000 | 29041.48 | 0 | 0 | 0 | 0 | 0 | 7790.52 | 0 | 0 | 0 | 0 | 0 | 7790.52
2022021706 | 5 | 0.44132 | 44132 | 0.58673 | 30509.96 | 0 | 0 | 1 | 5000 | 30509.96 | 0 | 0 | 0 | 0 | 0 | 8622.04 | 0 | 0 | 0 | 0 | 0 | 8622.04
2022021707 | 5 | 0.48089 | 48089 | 0.63636 | 33090.72 | 0 | 0 | 1 | 5000 | 33090.72 | 0 | 0 | 0 | 0 | 0 | 9998.28 | 0 | 0 | 0 | 0 | 0 | 9998.28
2022021708 | 5 | 0.5032 | 50320 | 0.63784 | 33167.68 | 0.00694 | 617.66 | 1 | 5000 | 33167.68 | 617.66 | 0 | 0 | 0 | 0 | 11534.66 | 0 | 0 | 0 | 0 | 0 | 11534.66
2022021709 | 5 | 0.51162 | 51162 | 0.61667 | 32066.84 | 0.1144 | 10181.6 | 1 | 5000 | 32066.84 | 10181.6 | 0 | 0 | 0 | 0 | 3913.56 | 0 | 0 | 0 | 0 | 0 | 3913.56
2022021710 | 5 | 0.52662 | 52662 | 0.61358 | 31906.16 | 0.15832 | 14090.48 | 1 | 5000 | 31906.16 | 14090.48 | 0 | 0 | 0 | 0 | 1665.36 | 0 | 0 | 0 | 0 | 0 | 1665.36
2022021711 | 5 | 0.5411 | 54110 | 0.63565 | 33053.8 | 0.17152 | 15265.28 | 1 | 5000 | 33053.8 | 15265.28 | 0 | 0 | 0 | 0 | 790.92 | 0 | 0 | 0 | 0 | 0 | 790.92
2022021712 | 5 | 0.55511 | 55511 | 0.65005 | 33802.6 | 0.18614 | 16566.46 | 1 | 5000 | 33802.6 | 16566.46 | 0 | 0 | 0 | 0 | 141.94 | 0 | 0 | 0 | 0 | 0 | 141.94
2022021713 | 5 | 0.56509 | 56509 | 0.64846 | 33719.92 | 0.20133 | 17918.37 | 1 | 5000 | 33719.92 | 17789.08 | 0 | 0 | 129.29 | 129.29 | 0 | 109.8965 | 0 | 0 | 0 | 109.8965 | 0
2022021714 | 5 | 0.57144 | 57144 | 0.63419 | 32977.88 | 0.27918 | 24847.02 | 1 | 5000 | 32977.88 | 19166.12 | 0 | 0 | 5680.9 | 5680.9 | 0 | 4938.6615 | 0 | 0 | 0 | 4828.765 | 0
2022021715 | 5 | 0.57634 | 57634 | 0.61776 | 32123.52 | 0.33392 | 29718.88 | 1 | 5000 | 32123.52 | 20510.48 | 0 | 0 | 9208.4 | 9208.4 | 0 | 12765.8015 | 0 | 0 | 0 | 7827.14 | 0
2022021716 | 5 | 0.58057 | 58057 | 0.59348 | 30860.96 | 0.39446 | 35106.94 | 1 | 5000 | 30860.96 | 22196.04 | 0 | 0 | 12910.9 | 12910.9 | 0 | 23740.0665 | 0 | 0 | 0 | 10974.265 | 0
2022021717 | 5 | 0.58937 | 58937 | 0.54902 | 28549.04 | 0.51024 | 45411.36 | 1 | 5000 | 28549.04 | 25387.96 | 0 | 0 | 20023.4 | 20023.4 | 0 | 40759.9565 | 0 | 0 | 0 | 17019.89 | 0
2022021718 | 5 | 0.5954 | 59540 | 0.48164 | 25045.28 | 0.34574 | 30770.86 | 1 | 5000 | 25045.28 | 29494.72 | 0 | 0 | 1276.14 | 1276.14 | 0 | 41844.6755 | 0 | 0 | 0 | 1084.719 | 0
2022021719 | 5 | 0.61435 | 61435 | 0.38511 | 20025.72 | 0.02498 | 2223.22 | 1 | 5000 | 20025.72 | 2223.22 | 0 | 0 | 0 | 0 | 34186.06 | 7658.6155 | 34186.06 | 0 | 0 | 0 | 0
2022021720 | 5 | 0.62553 | 62553 | 0.33409 | 17372.68 | 0 | 0 | 1 | 5000 | 17372.68 | 0 | 0 | 0 | 0 | 0 | 40180.32 | 0 | 7658.6155 | 0 | 0 | 0 | 32521.7045
2022021721 | 5 | 0.62689 | 62689 | 0.32628 | 16966.56 | 0 | 0 | 1 | 5000 | 16966.56 | 0 | 0 | 0 | 0 | 0 | 40722.44 | 0 | 0 | 0 | 0 | 0 | 40722.44
2022021722 | 5 | 0.61959 | 61959 | 0.32236 | 16762.72 | 0 | 0 | 1 | 5000 | 16762.72 | 0 | 0 | 0 | 0 | 0 | 40196.28 | 0 | 0 | 0 | 0 | 0 | 40196.28
2022021723 | 5 | 0.59913 | 59913 | 0.30783 | 16007.16 | 0 | 0 | 1 | 5000 | 16007.16 | 0 | 0 | 0 | 0 | 0 | 38905.84 | 0 | 0 | 0 | 0 | 0 | 38905.84
2022021724 | 5 | 0.58191 | 58191 | 0.29689 | 15438.28 | 0 | 0 | 1 | 5000 | 15438.28 | 0 | 0 | 0 | 0 | 0 | 37752.72 | 0 | 0 | 0 | 0 | 0 | 37752.72
2022021801 | 6 | 0.57386 | 57386 | 0.28836 | 14994.72 | 0 | 0 | 1 | 5000 | 14994.72 | 0 | 0 | 0 | 0 | 0 | 37391.28 | 0 | 0 | 0 | 0 | 0 | 37391.28
2022021802 | 6 | 0.57207 | 57207 | 0.2514 | 13072.8 | 0 | 0 | 1 | 5000 | 13072.8 | 0 | 0 | 0 | 0 | 0 | 39134.2 | 0 | 0 | 0 | 0 | 0 | 39134.2
2022021803 | 6 | 0.57803 | 57803 | 0.23144 | 12034.88 | 0 | 0 | 1 | 5000 | 12034.88 | 0 | 0 | 0 | 0 | 0 | 40768.12 | 0 | 0 | 0 | 0 | 0 | 40768.12
2022021804 | 6 | 0.59005 | 59005 | 0.21507 | 11183.64 | 0 | 0 | 1 | 5000 | 11183.64 | 0 | 0 | 0 | 0 | 0 | 42821.36 | 0 | 0 | 0 | 0 | 0 | 42821.36
2022021805 | 6 | 0.60829 | 60829 | 0.20505 | 10662.6 | 0 | 0 | 1 | 5000 | 10662.6 | 0 | 0 | 0 | 0 | 0 | 45166.4 | 0 | 0 | 0 | 0 | 0 | 45166.4
2022021806 | 6 | 0.64318 | 64318 | 0.1995 | 10374 | 0 | 0 | 1 | 5000 | 10374 | 0 | 0 | 0 | 0 | 0 | 48944 | 0 | 0 | 0 | 0 | 0 | 48944
2022021807 | 6 | 0.69702 | 69702 | 0.21176 | 11011.52 | 5e-05 | 4.45 | 1 | 5000 | 11011.52 | 4.45 | 0 | 0 | 0 | 0 | 53686.03 | 0 | 0 | 0 | 0 | 0 | 53686.03
2022021808 | 6 | 0.72354 | 72354 | 0.22961 | 11939.72 | 0.03514 | 3127.46 | 1 | 5000 | 11939.72 | 3127.46 | 0 | 0 | 0 | 0 | 52286.82 | 0 | 0 | 0 | 0 | 0 | 52286.82
2022021809 | 6 | 0.71216 | 71216 | 0.23277 | 12104.04 | 0.45107 | 40145.23 | 1 | 5000 | 12104.04 | 40145.23 | 0 | 0 | 0 | 0 | 13966.73 | 0 | 0 | 0 | 0 | 0 | 13966.73
2022021810 | 6 | 0.68334 | 68334 | 0.17709 | 9208.68 | 0.7934 | 70612.6 | 1 | 5000 | 9208.68 | 54125.32 | 0 | 0 | 16487.28 | 16487.28 | 0 | 14014.188 | 0 | 0 | 0 | 14014.188 | 0
2022021811 | 6 | 0.65102 | 65102 | 0.1321 | 6869.2 | 0.84648 | 75336.72 | 1 | 5000 | 6869.2 | 53232.8 | 0 | 0 | 22103.92 | 22103.92 | 0 | 32802.52 | 0 | 0 | 0 | 18788.332 | 0
2022021812 | 6 | 0.6157 | 61570 | 0.09668 | 5027.36 | 0.84356 | 75076.84 | 1 | 5000 | 5027.36 | 51542.64 | 0 | 0 | 23534.2 | 23534.2 | 0 | 52806.59 | 0 | 0 | 0 | 20004.07 | 0
2022021813 | 6 | 0.58087 | 58087 | 0.07456 | 3877.12 | 0.82882 | 73764.98 | 1 | 5000 | 3877.12 | 49209.88 | 0 | 0 | 24555.1 | 24555.1 | 0 | 73678.425 | 0 | 0 | 0 | 20871.835 | 0
2022021814 | 6 | 0.55471 | 55471 | 0.0637 | 3312.4 | 0.82802 | 73693.78 | 1 | 5000 | 3312.4 | 47158.6 | 0 | 0 | 26535.18 | 26535.18 | 0 | 96233.328 | 0 | 0 | 0 | 22554.903 | 0
2022021815 | 6 | 0.53322 | 53322 | 0.0549 | 2854.8 | 0.84515 | 75218.35 | 1 | 5000 | 2854.8 | 45467.2 | 0 | 0 | 29751.15 | 29751.15 | 0 | 121521.8055 | 0 | 0 | 0 | 25288.4775 | 0
2022021816 | 6 | 0.51894 | 51894 | 0.05139 | 2672.28 | 0.85522 | 76114.58 | 1 | 5000 | 2672.28 | 44221.72 | 0 | 0 | 31892.86 | 31892.86 | 0 | 148630.7365 | 0 | 0 | 0 | 27108.931 | 0
2022021817 | 6 | 0.51518 | 51518 | 0.04969 | 2583.88 | 0.81238 | 72301.82 | 1 | 5000 | 2583.88 | 43934.12 | 0 | 0 | 28367.7 | 28367.7 | 0 | 172743.2815 | 0 | 0 | 0 | 24112.545 | 0
2022021818 | 6 | 0.52294 | 52294 | 0.0459 | 2386.8 | 0.44444 | 39555.16 | 1 | 5000 | 2386.8 | 39555.16 | 0 | 0 | 0 | 0 | 5352.04 | 167391.2415 | 5352.04 | 0 | 0 | 0 | 7.276e-12
2022021819 | 6 | 0.55217 | 55217 | 0.05726 | 2977.52 | 0.03331 | 2964.59 | 1 | 5000 | 2977.52 | 2964.59 | 0 | 0 | 0 | 0 | 44274.89 | 123116.3515 | 44274.89 | 0 | 0 | 0 | 0
2022021820 | 6 | 0.56883 | 56883 | 0.09554 | 4968.08 | 6e-05 | 5.34 | 1 | 5000 | 4968.08 | 5.34 | 0 | 0 | 0 | 0 | 46909.58 | 76206.7715 | 46909.58 | 0 | 0 | 0 | 0
2022021821 | 6 | 0.57378 | 57378 | 0.15576 | 8099.52 | 6e-05 | 5.34 | 1 | 5000 | 8099.52 | 5.34 | 0 | 0 | 0 | 0 | 44273.14 | 31933.6315 | 44273.14 | 0 | 0 | 0 | 0
2022021822 | 6 | 0.57348 | 57348 | 0.21665 | 11265.8 | 6e-05 | 5.34 | 1 | 5000 | 11265.8 | 5.34 | 0 | 0 | 0 | 0 | 41076.86 | 0 | 31933.6315 | 0 | 0 | 0 | 9143.2285
2022021823 | 6 | 0.56666 | 56666 | 0.24863 | 12928.76 | 6e-05 | 5.34 | 1 | 5000 | 12928.76 | 5.34 | 0 | 0 | 0 | 0 | 38731.9 | 0 | 0 | 0 | 0 | 0 | 38731.9
2022021824 | 6 | 0.55612 | 55612 | 0.25499 | 13259.48 | 6e-05 | 5.34 | 1 | 5000 | 13259.48 | 5.34 | 0 | 0 | 0 | 0 | 37347.18 | 0 | 0 | 0 | 0 | 0 | 37347.18
2022021901 | 7 | 0.54906 | 54906 | 0.25601 | 13312.52 | 6e-05 | 5.34 | 1 | 5000 | 13312.52 | 5.34 | 0 | 0 | 0 | 0 | 36588.14 | 0 | 0 | 0 | 0 | 0 | 36588.14
2022021902 | 7 | 0.54758 | 54758 | 0.26808 | 13940.16 | 6e-05 | 5.34 | 1 | 5000 | 13940.16 | 5.34 | 0 | 0 | 0 | 0 | 35812.5 | 0 | 0 | 0 | 0 | 0 | 35812.5
2022021903 | 7 | 0.55035 | 55035 | 0.26792 | 13931.84 | 6e-05 | 5.34 | 1 | 5000 | 13931.84 | 5.34 | 0 | 0 | 0 | 0 | 36097.82 | 0 | 0 | 0 | 0 | 0 | 36097.82
2022021904 | 7 | 0.55628 | 55628 | 0.26566 | 13814.32 | 6e-05 | 5.34 | 1 | 5000 | 13814.32 | 5.34 | 0 | 0 | 0 | 0 | 36808.34 | 0 | 0 | 0 | 0 | 0 | 36808.34
2022021905 | 7 | 0.56761 | 56761 | 0.24953 | 12975.56 | 6e-05 | 5.34 | 1 | 5000 | 12975.56 | 5.34 | 0 | 0 | 0 | 0 | 38780.1 | 0 | 0 | 0 | 0 | 0 | 38780.1
2022021906 | 7 | 0.58792 | 58792 | 0.22905 | 11910.6 | 6e-05 | 5.34 | 1 | 5000 | 11910.6 | 5.34 | 0 | 0 | 0 | 0 | 41876.06 | 0 | 0 | 0 | 0 | 0 | 41876.06
2022021907 | 7 | 0.61522 | 61522 | 0.20515 | 10667.8 | 6e-05 | 5.34 | 1 | 5000 | 10667.8 | 5.34 | 0 | 0 | 0 | 0 | 45848.86 | 0 | 0 | 0 | 0 | 0 | 45848.86
2022021908 | 7 | 0.63445 | 63445 | 0.20156 | 10481.12 | 0.04317 | 3842.13 | 1 | 5000 | 10481.12 | 3842.13 | 0 | 0 | 0 | 0 | 44121.75 | 0 | 0 | 0 | 0 | 0 | 44121.75
2022021909 | 7 | 0.62246 | 62246 | 0.15821 | 8226.92 | 0.47243 | 42046.27 | 1 | 5000 | 8226.92 | 42046.27 | 0 | 0 | 0 | 0 | 6972.81 | 0 | 0 | 0 | 0 | 0 | 6972.81
2022021910 | 7 | 0.59185 | 59185 | 0.10556 | 5489.12 | 0.78538 | 69898.82 | 1 | 5000 | 5489.12 | 48695.88 | 0 | 0 | 21202.94 | 21202.94 | 0 | 18022.499 | 0 | 0 | 0 | 18022.499 | 0
2022021911 | 7 | 0.561 | 56100 | 0.11252 | 5851.04 | 0.81797 | 72799.33 | 1 | 5000 | 5851.04 | 45248.96 | 0 | 0 | 27550.37 | 27550.37 | 0 | 41440.3135 | 0 | 0 | 0 | 23417.8145 | 0
2022021912 | 7 | 0.5299 | 52990 | 0.136 | 7072 | 0.81706 | 72718.34 | 1 | 5000 | 7072 | 40918 | 0 | 0 | 31800.34 | 31800.34 | 0 | 68470.6025 | 0 | 0 | 0 | 27030.289 | 0
2022021913 | 7 | 0.50466 | 50466 | 0.17892 | 9303.84 | 0.81578 | 72604.42 | 1 | 5000 | 9303.84 | 36162.16 | 0 | 0 | 36442.26 | 36442.26 | 0 | 99446.5235 | 0 | 0 | 0 | 30975.921 | 0
2022021914 | 7 | 0.48672 | 48672 | 0.21211 | 11029.72 | 0.82314 | 73259.46 | 1 | 5000 | 11029.72 | 32642.28 | 0 | 0 | 40617.18 | 40617.18 | 0 | 133971.1265 | 0 | 0 | 0 | 34524.603 | 0
2022021915 | 7 | 0.47496 | 47496 | 0.2421 | 12589.2 | 0.82137 | 73101.93 | 1 | 5000 | 12589.2 | 29906.8 | 0 | 0 | 43195.13 | 43195.13 | 0 | 170686.987 | 0 | 0 | 0 | 36715.8605 | 0
2022021916 | 7 | 0.47108 | 47108 | 0.26676 | 13871.52 | 0.83532 | 74343.48 | 1 | 5000 | 13871.52 | 28236.48 | 0 | 0 | 46107 | 46107 | 0 | 200000 | 0 | 0 | 0 | 29313.013 | 0
2022021917 | 7 | 0.47344 | 47344 | 0.30014 | 15607.28 | 0.78957 | 70271.73 | 1 | 5000 | 15607.28 | 26736.72 | 0 | 0 | 43535.01 | 43535.01 | 0 | 200000 | 0 | 0 | 0 | 0 | 0
2022021918 | 7 | 0.47883 | 47883 | 0.32633 | 16969.16 | 0.44114 | 39261.46 | 1 | 5000 | 16969.16 | 25913.84 | 0 | 0 | 13347.62 | 13347.62 | 0 | 200000 | 0 | 0 | 0 | 0 | 0
2022021919 | 7 | 0.49769 | 49769 | 0.34318 | 17845.36 | 0.03475 | 3092.75 | 1 | 5000 | 17845.36 | 3092.75 | 0 | 0 | 0 | 0 | 23830.89 | 176169.11 | 23830.89 | 0 | 0 | 0 | 0
2022021920 | 7 | 0.51079 | 51079 | 0.45459 | 23638.68 | 8e-05 | 7.12 | 1 | 5000 | 23638.68 | 7.12 | 0 | 0 | 0 | 0 | 22433.2 | 153735.91 | 22433.2 | 0 | 0 | 0 | 0
2022021921 | 7 | 0.51471 | 51471 | 0.57019 | 29649.88 | 8e-05 | 7.12 | 1 | 5000 | 29649.88 | 7.12 | 0 | 0 | 0 | 0 | 16814 | 136921.91 | 16814 | 0 | 0 | 0 | 0
2022021922 | 7 | 0.51447 | 51447 | 0.6083 | 31631.6 | 8e-05 | 7.12 | 1 | 5000 | 31631.6 | 7.12 | 0 | 0 | 0 | 0 | 14808.28 | 122113.63 | 14808.28 | 0 | 0 | 0 | 0
2022021923 | 7 | 0.50914 | 50914 | 0.6105 | 31746 | 8e-05 | 7.12 | 1 | 5000 | 31746 | 7.12 | 0 | 0 | 0 | 0 | 14160.88 | 107952.75 | 14160.88 | 0 | 0 | 0 | 0
2022021924 | 7 | 0.49952 | 49952 | 0.60516 | 31468.32 | 8e-05 | 7.12 | 1 | 5000 | 31468.32 | 7.12 | 0 | 0 | 0 | 0 | 13476.56 | 94476.19 | 13476.56 | 0 | 0 | 0 | 0
2022022001 | 1 | 0.4923 | 49230 | 0.59837 | 31115.24 | 8e-05 | 7.12 | 1 | 5000 | 31115.24 | 7.12 | 0 | 0 | 0 | 0 | 13107.64 | 81368.55 | 13107.64 | 0 | 0 | 0 | 0
2022022002 | 1 | 0.48845 | 48845 | 0.60089 | 31246.28 | 8e-05 | 7.12 | 1 | 5000 | 31246.28 | 7.12 | 0 | 0 | 0 | 0 | 12591.6 | 68776.95 | 12591.6 | 0 | 0 | 0 | 0
2022022003 | 1 | 0.48735 | 48735 | 0.60499 | 31459.48 | 8e-05 | 7.12 | 1 | 5000 | 31459.48 | 7.12 | 0 | 0 | 0 | 0 | 12268.4 | 56508.55 | 12268.4 | 0 | 0 | 0 | 0
2022022004 | 1 | 0.4892 | 48920 | 0.60565 | 31493.8 | 8e-05 | 7.12 | 1 | 5000 | 31493.8 | 7.12 | 0 | 0 | 0 | 0 | 12419.08 | 44089.47 | 12419.08 | 0 | 0 | 0 | 0
2022022005 | 1 | 0.49433 | 49433 | 0.59968 | 31183.36 | 8e-05 | 7.12 | 1 | 5000 | 31183.36 | 7.12 | 0 | 0 | 0 | 0 | 13242.52 | 30846.95 | 13242.52 | 0 | 0 | 0 | 0
2022022006 | 1 | 0.50662 | 50662 | 0.59788 | 31089.76 | 8e-05 | 7.12 | 1 | 5000 | 31089.76 | 7.12 | 0 | 0 | 0 | 0 | 14565.12 | 16281.83 | 14565.12 | 0 | 0 | 0 | 0
2022022007 | 1 | 0.52277 | 52277 | 0.59439 | 30908.28 | 9e-05 | 8.01 | 1 | 5000 | 30908.28 | 8.01 | 0 | 0 | 0 | 0 | 16360.71 | 0 | 16281.83 | 0 | 0 | 0 | 78.88
2022022008 | 1 | 0.53772 | 53772 | 0.59554 | 30968.08 | 0.02156 | 1918.84 | 1 | 5000 | 30968.08 | 1918.84 | 0 | 0 | 0 | 0 | 15885.08 | 0 | 0 | 0 | 0 | 0 | 15885.08
2022022009 | 1 | 0.5422 | 54220 | 0.55863 | 29048.76 | 0.18357 | 16337.73 | 1 | 5000 | 29048.76 | 16337.73 | 0 | 0 | 0 | 0 | 3833.51 | 0 | 0 | 0 | 0 | 0 | 3833.51
2022022010 | 1 | 0.53563 | 53563 | 0.5204 | 27060.8 | 0.29784 | 26507.76 | 1 | 5000 | 27060.8 | 21502.2 | 0 | 0 | 5005.56 | 5005.56 | 0 | 4254.726 | 0 | 0 | 0 | 4254.726 | 0
2022022011 | 1 | 0.51262 | 51262 | 0.50739 | 26384.28 | 0.36329 | 32332.81 | 1 | 5000 | 26384.28 | 19877.72 | 0 | 0 | 12455.09 | 12455.09 | 0 | 14841.5525 | 0 | 0 | 0 | 10586.8265 | 0
2022022012 | 1 | 0.49258 | 49258 | 0.48696 | 25321.92 | 0.45596 | 40580.44 | 1 | 5000 | 25321.92 | 18936.08 | 0 | 0 | 21644.36 | 21644.36 | 0 | 33239.2585 | 0 | 0 | 0 | 18397.706 | 0
2022022013 | 1 | 0.47902 | 47902 | 0.46927 | 24402.04 | 0.51763 | 46069.07 | 1 | 5000 | 24402.04 | 18499.96 | 0 | 0 | 27569.11 | 27569.11 | 0 | 56673.002 | 0 | 0 | 0 | 23433.7435 | 0
2022022014 | 1 | 0.46943 | 46943 | 0.45746 | 23787.92 | 0.57565 | 51232.85 | 1 | 5000 | 23787.92 | 18155.08 | 0 | 0 | 33077.77 | 33077.77 | 0 | 84789.1065 | 0 | 0 | 0 | 28116.1045 | 0
2022022015 | 1 | 0.46855 | 46855 | 0.46909 | 24392.68 | 0.56413 | 50207.57 | 1 | 5000 | 24392.68 | 17462.32 | 0 | 0 | 32745.25 | 32745.25 | 0 | 112622.569 | 0 | 0 | 0 | 27833.4625 | 0
2022022016 | 1 | 0.46861 | 46861 | 0.48793 | 25372.36 | 0.51764 | 46069.96 | 1 | 5000 | 25372.36 | 16488.64 | 0 | 0 | 29581.32 | 29581.32 | 0 | 137766.691 | 0 | 0 | 0 | 25144.122 | 0
2022022017 | 1 | 0.4736 | 47360 | 0.49543 | 25762.36 | 0.45855 | 40810.95 | 1 | 5000 | 25762.36 | 16597.64 | 0 | 0 | 24213.31 | 24213.31 | 0 | 158348.0045 | 0 | 0 | 0 | 20581.3135 | 0
2022022018 | 1 | 0.48322 | 48322 | 0.51402 | 26729.04 | 0.30101 | 26789.89 | 1 | 5000 | 26729.04 | 16592.96 | 0 | 0 | 10196.93 | 10196.93 | 0 | 167015.395 | 0 | 0 | 0 | 8667.3905 | 0
2022022019 | 1 | 0.49989 | 49989 | 0.53985 | 28072.2 | 0.03363 | 2993.07 | 1 | 5000 | 28072.2 | 2993.07 | 0 | 0 | 0 | 0 | 13923.73 | 153091.665 | 13923.73 | 0 | 0 | 0 | 0
2022022020 | 1 | 0.50924 | 50924 | 0.59323 | 30847.96 | 7e-05 | 6.23 | 1 | 5000 | 30847.96 | 6.23 | 0 | 0 | 0 | 0 | 15069.81 | 138021.855 | 15069.81 | 0 | 0 | 0 | 0
2022022021 | 1 | 0.50397 | 50397 | 0.60822 | 31627.44 | 7e-05 | 6.23 | 1 | 5000 | 31627.44 | 6.23 | 0 | 0 | 0 | 0 | 13763.33 | 124258.525 | 13763.33 | 0 | 0 | 0 | 0
2022022022 | 1 | 0.49203 | 49203 | 0.61137 | 31791.24 | 7e-05 | 6.23 | 1 | 5000 | 31791.24 | 6.23 | 0 | 0 | 0 | 0 | 12405.53 | 111852.995 | 12405.53 | 0 | 0 | 0 | 0
2022022023 | 1 | 0.47242 | 47242 | 0.63105 | 32814.6 | 7e-05 | 6.23 | 1 | 5000 | 32814.6 | 6.23 | 0 | 0 | 0 | 0 | 9421.17 | 102431.825 | 9421.17 | 0 | 0 | 0 | 0
2022022024 | 1 | 0.44996 | 44996 | 0.62772 | 32641.44 | 7e-05 | 6.23 | 1 | 5000 | 32641.44 | 6.23 | 0 | 0 | 0 | 0 | 7348.33 | 95083.495 | 7348.33 | 0 | 0 | 0 | 0
2022022101 | 2 | 0.43223 | 43223 | 0.60889 | 31662.28 | 7e-05 | 6.23 | 1 | 5000 | 31662.28 | 6.23 | 0 | 0 | 0 | 0 | 6554.49 | 88529.005 | 6554.49 | 0 | 0 | 0 | 0
2022022102 | 2 | 0.42209 | 42209 | 0.59881 | 31138.12 | 7e-05 | 6.23 | 1 | 5000 | 31138.12 | 6.23 | 0 | 0 | 0 | 0 | 6064.65 | 82464.355 | 6064.65 | 0 | 0 | 0 | 7.276e-12
2022022103 | 2 | 0.41686 | 41686 | 0.59012 | 30686.24 | 7e-05 | 6.23 | 1 | 5000 | 30686.24 | 6.23 | 0 | 0 | 0 | 0 | 5993.53 | 76470.825 | 5993.53 | 0 | 0 | 0 | 0
2022022104 | 2 | 0.4162 | 41620 | 0.58739 | 30544.28 | 7e-05 | 6.23 | 1 | 5000 | 30544.28 | 6.23 | 0 | 0 | 0 | 0 | 6069.49 | 70401.335 | 6069.49 | 0 | 0 | 0 | 0
2022022105 | 2 | 0.42448 | 42448 | 0.59463 | 30920.76 | 7e-05 | 6.23 | 1 | 5000 | 30920.76 | 6.23 | 0 | 0 | 0 | 0 | 6521.01 | 63880.325 | 6521.01 | 0 | 0 | 0 | 0
2022022106 | 2 | 0.4442 | 44420 | 0.62615 | 32559.8 | 7e-05 | 6.23 | 1 | 5000 | 32559.8 | 6.23 | 0 | 0 | 0 | 0 | 6853.97 | 57026.355 | 6853.97 | 0 | 0 | 0 | 0
2022022107 | 2 | 0.47576 | 47576 | 0.65867 | 34250.84 | 7e-05 | 6.23 | 1 | 5000 | 34250.84 | 6.23 | 0 | 0 | 0 | 0 | 8318.93 | 48707.425 | 8318.93 | 0 | 0 | 0 | 0
2022022108 | 2 | 0.49362 | 49362 | 0.67018 | 34849.36 | 0.0183 | 1628.7 | 1 | 5000 | 34849.36 | 1628.7 | 0 | 0 | 0 | 0 | 7883.94 | 40823.485 | 7883.94 | 0 | 0 | 0 | 0
2022022109 | 2 | 0.50386 | 50386 | 0.61559 | 32010.68 | 0.20708 | 18430.12 | 1 | 5000 | 32010.68 | 13375.32 | 0 | 0 | 5054.8 | 5054.8 | 0 | 45120.065 | 0 | 0 | 0 | 4296.58 | 0
2022022110 | 2 | 0.51275 | 51275 | 0.55856 | 29045.12 | 0.38689 | 34433.21 | 1 | 5000 | 29045.12 | 17229.88 | 0 | 0 | 17203.33 | 17203.33 | 0 | 59742.8955 | 0 | 0 | 0 | 14622.8305 | 0
2022022111 | 2 | 0.51941 | 51941 | 0.56131 | 29188.12 | 0.37449 | 33329.61 | 1 | 5000 | 29188.12 | 17752.88 | 0 | 0 | 15576.73 | 15576.73 | 0 | 72983.116 | 0 | 0 | 0 | 13240.2205 | 0
2022022112 | 2 | 0.52473 | 52473 | 0.5531 | 28761.2 | 0.40328 | 35891.92 | 1 | 5000 | 28761.2 | 18711.8 | 0 | 0 | 17180.12 | 17180.12 | 0 | 87586.218 | 0 | 0 | 0 | 14603.102 | 0
2022022113 | 2 | 0.52993 | 52993 | 0.57599 | 29951.48 | 0.35247 | 31369.83 | 1 | 5000 | 29951.48 | 18041.52 | 0 | 0 | 13328.31 | 13328.31 | 0 | 98915.2815 | 0 | 0 | 0 | 11329.0635 | 0
2022022114 | 2 | 0.53982 | 53982 | 0.59842 | 31117.84 | 0.34399 | 30615.11 | 1 | 5000 | 31117.84 | 17864.16 | 0 | 0 | 12750.95 | 12750.95 | 0 | 109753.589 | 0 | 0 | 0 | 10838.3075 | 0
2022022115 | 2 | 0.54787 | 54787 | 0.59248 | 30808.96 | 0.30245 | 26918.05 | 1 | 5000 | 30808.96 | 18978.04 | 0 | 0 | 7940.01 | 7940.01 | 0 | 116502.5975 | 0 | 0 | 0 | 6749.0085 | 0
2022022116 | 2 | 0.55541 | 55541 | 0.56792 | 29531.84 | 0.27548 | 24517.72 | 1 | 5000 | 29531.84 | 21009.16 | 0 | 0 | 3508.56 | 3508.56 | 0 | 119484.8735 | 0 | 0 | 0 | 2982.276 | 0
2022022117 | 2 | 0.56129 | 56129 | 0.5602 | 29130.4 | 0.21774 | 19378.86 | 1 | 5000 | 29130.4 | 19378.86 | 0 | 0 | 0 | 0 | 2619.74 | 116865.1335 | 2619.74 | 0 | 0 | 0 | 0
2022022118 | 2 | 0.56378 | 56378 | 0.59419 | 30897.88 | 0.11972 | 10655.08 | 1 | 5000 | 30897.88 | 10655.08 | 0 | 0 | 0 | 0 | 9825.04 | 107040.0935 | 9825.04 | 0 | 0 | 0 | 0
2022022119 | 2 | 0.5719 | 57190 | 0.59942 | 31169.84 | 0.00862 | 767.18 | 1 | 5000 | 31169.84 | 767.18 | 0 | 0 | 0 | 0 | 20252.98 | 86787.1135 | 20252.98 | 0 | 0 | 0 | 0
2022022120 | 2 | 0.57299 | 57299 | 0.61213 | 31830.76 | 0 | 0 | 1 | 5000 | 31830.76 | 0 | 0 | 0 | 0 | 0 | 20468.24 | 66318.8735 | 20468.24 | 0 | 0 | 0 | 0
2022022121 | 2 | 0.56141 | 56141 | 0.64595 | 33589.4 | 0 | 0 | 1 | 5000 | 33589.4 | 0 | 0 | 0 | 0 | 0 | 17551.6 | 48767.2735 | 17551.6 | 0 | 0 | 0 | 0
2022022122 | 2 | 0.54172 | 54172 | 0.64859 | 33726.68 | 5e-05 | 4.45 | 1 | 5000 | 33726.68 | 4.45 | 0 | 0 | 0 | 0 | 15440.87 | 33326.4035 | 15440.87 | 0 | 0 | 0 | 0
2022022123 | 2 | 0.51293 | 51293 | 0.6563 | 34127.6 | 5e-05 | 4.45 | 1 | 5000 | 34127.6 | 4.45 | 0 | 0 | 0 | 0 | 12160.95 | 21165.4535 | 12160.95 | 0 | 0 | 0 | 0
2022022124 | 2 | 0.4812 | 48120 | 0.63911 | 33233.72 | 5e-05 | 4.45 | 1 | 5000 | 33233.72 | 4.45 | 0 | 0 | 0 | 0 | 9881.83 | 11283.6235 | 9881.83 | 0 | 0 | 0 | 0
2022022201 | 3 | 0.45323 | 45323 | 0.6029 | 31350.8 | 0 | 0 | 1 | 5000 | 31350.8 | 0 | 0 | 0 | 0 | 0 | 8972.2 | 2311.4235 | 8972.2 | 0 | 0 | 0 | 0
2022022202 | 3 | 0.43523 | 43523 | 0.57692 | 29999.84 | 0 | 0 | 1 | 5000 | 29999.84 | 0 | 0 | 0 | 0 | 0 | 8523.16 | 0 | 2311.4235 | 0 | 0 | 0 | 6211.7365
2022022203 | 3 | 0.42417 | 42417 | 0.55714 | 28971.28 | 5e-05 | 4.45 | 1 | 5000 | 28971.28 | 4.45 | 0 | 0 | 0 | 0 | 8441.27 | 0 | 0 | 0 | 0 | 0 | 8441.27
2022022204 | 3 | 0.41893 | 41893 | 0.55034 | 28617.68 | 0 | 0 | 1 | 5000 | 28617.68 | 0 | 0 | 0 | 0 | 0 | 8275.32 | 0 | 0 | 0 | 0 | 0 | 8275.32
2022022205 | 3 | 0.42363 | 42363 | 0.54879 | 28537.08 | 0 | 0 | 1 | 5000 | 28537.08 | 0 | 0 | 0 | 0 | 0 | 8825.92 | 0 | 0 | 0 | 0 | 0 | 8825.92
2022022206 | 3 | 0.44323 | 44323 | 0.5619 | 29218.8 | 0 | 0 | 1 | 5000 | 29218.8 | 0 | 0 | 0 | 0 | 0 | 10104.2 | 0 | 0 | 0 | 0 | 0 | 10104.2
2022022207 | 3 | 0.48065 | 48065 | 0.54981 | 28590.12 | 6e-05 | 5.34 | 1 | 5000 | 28590.12 | 5.34 | 0 | 0 | 0 | 0 | 14469.54 | 0 | 0 | 0 | 0 | 0 | 14469.54
2022022208 | 3 | 0.49699 | 49699 | 0.53353 | 27743.56 | 0.01924 | 1712.36 | 1 | 5000 | 27743.56 | 1712.36 | 0 | 0 | 0 | 0 | 15243.08 | 0 | 0 | 0 | 0 | 0 | 15243.08
2022022209 | 3 | 0.505 | 50500 | 0.49525 | 25753 | 0.26046 | 23180.94 | 1 | 5000 | 25753 | 19747 | 0 | 0 | 3433.94 | 3433.94 | 0 | 2918.849 | 0 | 0 | 0 | 2918.849 | 0
2022022210 | 3 | 0.5158 | 51580 | 0.43963 | 22860.76 | 0.51843 | 46140.27 | 1 | 5000 | 22860.76 | 23719.24 | 0 | 0 | 22421.03 | 22421.03 | 0 | 21976.7245 | 0 | 0 | 0 | 19057.8755 | 0
2022022211 | 3 | 0.53022 | 53022 | 0.38761 | 20155.72 | 0.63012 | 56080.68 | 1 | 5000 | 20155.72 | 27866.28 | 0 | 0 | 28214.4 | 28214.4 | 0 | 45958.9645 | 0 | 0 | 0 | 23982.24 | 0
2022022212 | 3 | 0.54291 | 54291 | 0.34016 | 17688.32 | 0.68808 | 61239.12 | 1 | 5000 | 17688.32 | 31602.68 | 0 | 0 | 29636.44 | 29636.44 | 0 | 71149.9385 | 0 | 0 | 0 | 25190.974 | 0
2022022213 | 3 | 0.55095 | 55095 | 0.32241 | 16765.32 | 0.72613 | 64625.57 | 1 | 5000 | 16765.32 | 33329.68 | 0 | 0 | 31295.89 | 31295.89 | 0 | 97751.445 | 0 | 0 | 0 | 26601.5065 | 0
2022022214 | 3 | 0.55729 | 55729 | 0.31636 | 16450.72 | 0.75262 | 66983.18 | 1 | 5000 | 16450.72 | 34278.28 | 0 | 0 | 32704.9 | 32704.9 | 0 | 125550.61 | 0 | 0 | 0 | 27799.165 | 0
2022022215 | 3 | 0.56269 | 56269 | 0.32426 | 16861.52 | 0.75589 | 67274.21 | 1 | 5000 | 16861.52 | 34407.48 | 0 | 0 | 32866.73 | 32866.73 | 0 | 153487.3305 | 0 | 0 | 0 | 27936.7205 | 0
2022022216 | 3 | 0.569 | 56900 | 0.36419 | 18937.88 | 0.72677 | 64682.53 | 1 | 5000 | 18937.88 | 32962.12 | 0 | 0 | 31720.41 | 31720.41 | 0 | 180449.679 | 0 | 0 | 0 | 26962.3485 | 0
2022022217 | 3 | 0.57509 | 57509 | 0.42777 | 22244.04 | 0.62637 | 55746.93 | 1 | 5000 | 22244.04 | 30264.96 | 0 | 0 | 25481.97 | 25481.97 | 0 | 200000 | 0 | 0 | 0 | 19550.321 | 0
2022022218 | 3 | 0.58106 | 58106 | 0.52825 | 27469 | 0.33409 | 29734.01 | 1 | 5000 | 27469 | 25637 | 0 | 0 | 4097.01 | 4097.01 | 0 | 200000 | 0 | 0 | 0 | 0 | 0
2022022219 | 3 | 0.59778 | 59778 | 0.63766 | 33158.32 | 0.02736 | 2435.04 | 1 | 5000 | 33158.32 | 2435.04 | 0 | 0 | 0 | 0 | 19184.64 | 180815.36 | 19184.64 | 0 | 0 | 0 | 0
2022022220 | 3 | 0.60799 | 60799 | 0.69824 | 36308.48 | 6e-05 | 5.34 | 1 | 5000 | 36308.48 | 5.34 | 0 | 0 | 0 | 0 | 19485.18 | 161330.18 | 19485.18 | 0 | 0 | 0 | 0
2022022221 | 3 | 0.60447 | 60447 | 0.71898 | 37386.96 | 6e-05 | 5.34 | 1 | 5000 | 37386.96 | 5.34 | 0 | 0 | 0 | 0 | 18054.7 | 143275.48 | 18054.7 | 0 | 0 | 0 | 0
2022022222 | 3 | 0.59117 | 59117 | 0.72192 | 37539.84 | 6e-05 | 5.34 | 1 | 5000 | 37539.84 | 5.34 | 0 | 0 | 0 | 0 | 16571.82 | 126703.66 | 16571.82 | 0 | 0 | 0 | 0
2022022223 | 3 | 0.56839 | 56839 | 0.72309 | 37600.68 | 6e-05 | 5.34 | 1 | 5000 | 37600.68 | 5.34 | 0 | 0 | 0 | 0 | 14232.98 | 112470.68 | 14232.98 | 0 | 0 | 0 | 0
2022022224 | 3 | 0.54558 | 54558 | 0.71883 | 37379.16 | 6e-05 | 5.34 | 1 | 5000 | 37379.16 | 5.34 | 0 | 0 | 0 | 0 | 12173.5 | 100297.18 | 12173.5 | 0 | 0 | 0 | 0
2022022301 | 4 | 0.52973 | 52973 | 0.71186 | 37016.72 | 6e-05 | 5.34 | 1 | 5000 | 37016.72 | 5.34 | 0 | 0 | 0 | 0 | 10950.94 | 89346.24 | 10950.94 | 0 | 0 | 0 | 0
2022022302 | 4 | 0.52103 | 52103 | 0.70402 | 36609.04 | 6e-05 | 5.34 | 1 | 5000 | 36609.04 | 5.34 | 0 | 0 | 0 | 0 | 10488.62 | 78857.62 | 10488.62 | 0 | 0 | 0 | 0
2022022303 | 4 | 0.51765 | 51765 | 0.69771 | 36280.92 | 6e-05 | 5.34 | 1 | 5000 | 36280.92 | 5.34 | 0 | 0 | 0 | 0 | 10478.74 | 68378.88 | 10478.74 | 0 | 0 | 0 | 0
2022022304 | 4 | 0.5211 | 52110 | 0.68565 | 35653.8 | 6e-05 | 5.34 | 1 | 5000 | 35653.8 | 5.34 | 0 | 0 | 0 | 0 | 11450.86 | 56928.02 | 11450.86 | 0 | 0 | 0 | 0
2022022305 | 4 | 0.53634 | 53634 | 0.66007 | 34323.64 | 6e-05 | 5.34 | 1 | 5000 | 34323.64 | 5.34 | 0 | 0 | 0 | 0 | 14305.02 | 42623 | 14305.02 | 0 | 0 | 0 | 0
2022022306 | 4 | 0.5689 | 56890 | 0.6349 | 33014.8 | 6e-05 | 5.34 | 1 | 5000 | 33014.8 | 5.34 | 0 | 0 | 0 | 0 | 18869.86 | 23753.14 | 18869.86 | 0 | 0 | 0 | 0
2022022307 | 4 | 0.61983 | 61983 | 0.59983 | 31191.16 | 6e-05 | 5.34 | 1 | 5000 | 31191.16 | 5.34 | 0 | 0 | 0 | 0 | 25786.5 | 0 | 23753.14 | 0 | 0 | 0 | 2033.36
2022022308 | 4 | 0.65151 | 65151 | 0.53879 | 28017.08 | 0.00522 | 464.58 | 1 | 5000 | 28017.08 | 464.58 | 0 | 0 | 0 | 0 | 31669.34 | 0 | 0 | 0 | 0 | 0 | 31669.34
2022022309 | 4 | 0.66755 | 66755 | 0.48105 | 25014.6 | 0.05613 | 4995.57 | 1 | 5000 | 25014.6 | 4995.57 | 0 | 0 | 0 | 0 | 31744.83 | 0 | 0 | 0 | 0 | 0 | 31744.83
2022022310 | 4 | 0.68374 | 68374 | 0.43199 | 22463.48 | 0.13965 | 12428.85 | 1 | 5000 | 22463.48 | 12428.85 | 0 | 0 | 0 | 0 | 28481.67 | 0 | 0 | 0 | 0 | 0 | 28481.67
2022022311 | 4 | 0.69774 | 69774 | 0.36339 | 18896.28 | 0.26069 | 23201.41 | 1 | 5000 | 18896.28 | 23201.41 | 0 | 0 | 0 | 0 | 22676.31 | 0 | 0 | 0 | 0 | 0 | 22676.31
2022022312 | 4 | 0.70789 | 70789 | 0.31009 | 16124.68 | 0.3617 | 32191.3 | 1 | 5000 | 16124.68 | 32191.3 | 0 | 0 | 0 | 0 | 17473.02 | 0 | 0 | 0 | 0 | 0 | 17473.02
2022022313 | 4 | 0.71483 | 71483 | 0.28292 | 14711.84 | 0.40988 | 36479.32 | 1 | 5000 | 14711.84 | 36479.32 | 0 | 0 | 0 | 0 | 15291.84 | 0 | 0 | 0 | 0 | 0 | 15291.84
2022022314 | 4 | 0.71934 | 71934 | 0.26753 | 13911.56 | 0.44071 | 39223.19 | 1 | 5000 | 13911.56 | 39223.19 | 0 | 0 | 0 | 0 | 13799.25 | 0 | 0 | 0 | 0 | 0 | 13799.25
2022022315 | 4 | 0.7181 | 71810 | 0.26417 | 13736.84 | 0.44219 | 39354.91 | 1 | 5000 | 13736.84 | 39354.91 | 0 | 0 | 0 | 0 | 13718.25 | 0 | 0 | 0 | 0 | 0 | 13718.25
2022022316 | 4 | 0.71999 | 71999 | 0.24302 | 12637.04 | 0.42562 | 37880.18 | 1 | 5000 | 12637.04 | 37880.18 | 0 | 0 | 0 | 0 | 16481.78 | 0 | 0 | 0 | 0 | 0 | 16481.78
2022022317 | 4 | 0.7327 | 73270 | 0.22848 | 11880.96 | 0.34587 | 30782.43 | 1 | 5000 | 11880.96 | 30782.43 | 0 | 0 | 0 | 0 | 25606.61 | 0 | 0 | 0 | 0 | 0 | 25606.61
2022022318 | 4 | 0.75193 | 75193 | 0.21018 | 10929.36 | 0.19899 | 17710.11 | 1 | 5000 | 10929.36 | 17710.11 | 0 | 0 | 0 | 0 | 41553.53 | 0 | 0 | 0 | 0 | 0 | 41553.53
2022022319 | 4 | 0.77077 | 77077 | 0.20448 | 10632.96 | 0.02288 | 2036.32 | 1 | 5000 | 10632.96 | 2036.32 | 0 | 0 | 0 | 0 | 59407.72 | 0 | 0 | 0 | 0 | 0 | 59407.72
2022022320 | 4 | 0.77219 | 77219 | 0.22117 | 11500.84 | 0 | 0 | 1 | 5000 | 11500.84 | 0 | 0 | 0 | 0 | 0 | 60718.16 | 0 | 0 | 0 | 0 | 0 | 60718.16
2022022321 | 4 | 0.76359 | 76359 | 0.20905 | 10870.6 | 0 | 0 | 1 | 5000 | 10870.6 | 0 | 0 | 0 | 0 | 0 | 60488.4 | 0 | 0 | 0 | 0 | 0 | 60488.4
2022022322 | 4 | 0.74111 | 74111 | 0.15892 | 8263.84 | 0 | 0 | 1 | 5000 | 8263.84 | 0 | 0 | 0 | 0 | 0 | 60847.16 | 0 | 0 | 0 | 0 | 0 | 60847.16
2022022323 | 4 | 0.71625 | 71625 | 0.11214 | 5831.28 | 0 | 0 | 1 | 5000 | 5831.28 | 0 | 0 | 0 | 0 | 0 | 60793.72 | 0 | 0 | 0 | 0 | 0 | 60793.72
2022022324 | 4 | 0.69029 | 69029 | 0.08283 | 4307.16 | 0 | 0 | 1 | 5000 | 4307.16 | 0 | 0 | 0 | 0 | 0 | 59721.84 | 0 | 0 | 0 | 0 | 0 | 59721.84
2022022401 | 5 | 0.67659 | 67659 | 0.06403 | 3329.56 | 0 | 0 | 1 | 5000 | 3329.56 | 0 | 0 | 0 | 0 | 0 | 59329.44 | 0 | 0 | 0 | 0 | 0 | 59329.44
2022022402 | 5 | 0.67088 | 67088 | 0.04958 | 2578.16 | 0 | 0 | 1 | 5000 | 2578.16 | 0 | 0 | 0 | 0 | 0 | 59509.84 | 0 | 0 | 0 | 0 | 0 | 59509.84
2022022403 | 5 | 0.67161 | 67161 | 0.04267 | 2218.84 | 0 | 0 | 1 | 5000 | 2218.84 | 0 | 0 | 0 | 0 | 0 | 59942.16 | 0 | 0 | 0 | 0 | 0 | 59942.16
2022022404 | 5 | 0.67588 | 67588 | 0.04525 | 2353 | 0 | 0 | 1 | 5000 | 2353 | 0 | 0 | 0 | 0 | 0 | 60235 | 0 | 0 | 0 | 0 | 0 | 60235
2022022405 | 5 | 0.68761 | 68761 | 0.03603 | 1873.56 | 0 | 0 | 1 | 5000 | 1873.56 | 0 | 0 | 0 | 0 | 0 | 61887.44 | 0 | 0 | 0 | 0 | 0 | 61887.44
2022022406 | 5 | 0.71207 | 71207 | 0.03433 | 1785.16 | 0 | 0 | 1 | 5000 | 1785.16 | 0 | 0 | 0 | 0 | 0 | 64421.84 | 0 | 0 | 0 | 0 | 0 | 64421.84
2022022407 | 5 | 0.74462 | 74462 | 0.0363 | 1887.6 | 0 | 0 | 1 | 5000 | 1887.6 | 0 | 0 | 0 | 0 | 0 | 67574.4 | 0 | 0 | 0 | 0 | 0 | 67574.4
2022022408 | 5 | 0.759 | 75900 | 0.03315 | 1723.8 | 0.00339 | 301.71 | 1 | 5000 | 1723.8 | 301.71 | 0 | 0 | 0 | 0 | 68874.49 | 0 | 0 | 0 | 0 | 0 | 68874.49
2022022409 | 5 | 0.76357 | 76357 | 0.02418 | 1257.36 | 0.04028 | 3584.92 | 1 | 5000 | 1257.36 | 3584.92 | 0 | 0 | 0 | 0 | 66514.72 | 0 | 0 | 0 | 0 | 0 | 66514.72
2022022410 | 5 | 0.76479 | 76479 | 0.01964 | 1021.28 | 0.12159 | 10821.51 | 1 | 5000 | 1021.28 | 10821.51 | 0 | 0 | 0 | 0 | 59636.21 | 0 | 0 | 0 | 0 | 0 | 59636.21
2022022411 | 5 | 0.76111 | 76111 | 0.01647 | 856.44 | 0.21834 | 19432.26 | 1 | 5000 | 856.44 | 19432.26 | 0 | 0 | 0 | 0 | 50822.3 | 0 | 0 | 0 | 0 | 0 | 50822.3
2022022412 | 5 | 0.75776 | 75776 | 0.0216 | 1123.2 | 0.37837 | 33674.93 | 1 | 5000 | 1123.2 | 33674.93 | 0 | 0 | 0 | 0 | 35977.87 | 0 | 0 | 0 | 0 | 0 | 35977.87
2022022413 | 5 | 0.74795 | 74795 | 0.03577 | 1860.04 | 0.5324 | 47383.6 | 1 | 5000 | 1860.04 | 47383.6 | 0 | 0 | 0 | 0 | 20551.36 | 0 | 0 | 0 | 0 | 0 | 20551.36
2022022414 | 5 | 0.73471 | 73471 | 0.05821 | 3026.92 | 0.5737 | 51059.3 | 1 | 5000 | 3026.92 | 51059.3 | 0 | 0 | 0 | 0 | 14384.78 | 0 | 0 | 0 | 0 | 0 | 14384.78
2022022415 | 5 | 0.72263 | 72263 | 0.07784 | 4047.68 | 0.5781 | 51450.9 | 1 | 5000 | 4047.68 | 51450.9 | 0 | 0 | 0 | 0 | 11764.42 | 0 | 0 | 0 | 0 | 0 | 11764.42
2022022416 | 5 | 0.7181 | 71810 | 0.11666 | 6066.32 | 0.57332 | 51025.48 | 1 | 5000 | 6066.32 | 51025.48 | 0 | 0 | 0 | 0 | 9718.2 | 0 | 0 | 0 | 0 | 0 | 9718.2
2022022417 | 5 | 0.72214 | 72214 | 0.13536 | 7038.72 | 0.56641 | 50410.49 | 1 | 5000 | 7038.72 | 50410.49 | 0 | 0 | 0 | 0 | 9764.79 | 0 | 0 | 0 | 0 | 0 | 9764.79
2022022418 | 5 | 0.73432 | 73432 | 0.14114 | 7339.28 | 0.3294 | 29316.6 | 1 | 5000 | 7339.28 | 29316.6 | 0 | 0 | 0 | 0 | 31776.12 | 0 | 0 | 0 | 0 | 0 | 31776.12
2022022419 | 5 | 0.75484 | 75484 | 0.14054 | 7308.08 | 0.02977 | 2649.53 | 1 | 5000 | 7308.08 | 2649.53 | 0 | 0 | 0 | 0 | 60526.39 | 0 | 0 | 0 | 0 | 0 | 60526.39
2022022420 | 5 | 0.75948 | 75948 | 0.15051 | 7826.52 | 0 | 0 | 1 | 5000 | 7826.52 | 0 | 0 | 0 | 0 | 0 | 63121.48 | 0 | 0 | 0 | 0 | 0 | 63121.48
2022022421 | 5 | 0.75503 | 75503 | 0.16269 | 8459.88 | 0 | 0 | 1 | 5000 | 8459.88 | 0 | 0 | 0 | 0 | 0 | 62043.12 | 0 | 0 | 0 | 0 | 0 | 62043.12
2022022422 | 5 | 0.7398 | 73980 | 0.18314 | 9523.28 | 0 | 0 | 1 | 5000 | 9523.28 | 0 | 0 | 0 | 0 | 0 | 59456.72 | 0 | 0 | 0 | 0 | 0 | 59456.72
2022022423 | 5 | 0.71252 | 71252 | 0.19654 | 10220.08 | 0 | 0 | 1 | 5000 | 10220.08 | 0 | 0 | 0 | 0 | 0 | 56031.92 | 0 | 0 | 0 | 0 | 0 | 56031.92
2022022424 | 5 | 0.68986 | 68986 | 0.18716 | 9732.32 | 0 | 0 | 1 | 5000 | 9732.32 | 0 | 0 | 0 | 0 | 0 | 54253.68 | 0 | 0 | 0 | 0 | 0 | 54253.68
2022022501 | 6 | 0.67695 | 67695 | 0.15685 | 8156.2 | 0 | 0 | 1 | 5000 | 8156.2 | 0 | 0 | 0 | 0 | 0 | 54538.8 | 0 | 0 | 0 | 0 | 0 | 54538.8
2022022502 | 6 | 0.67093 | 67093 | 0.14157 | 7361.64 | 0 | 0 | 1 | 5000 | 7361.64 | 0 | 0 | 0 | 0 | 0 | 54731.36 | 0 | 0 | 0 | 0 | 0 | 54731.36
2022022503 | 6 | 0.67444 | 67444 | 0.12534 | 6517.68 | 0 | 0 | 1 | 5000 | 6517.68 | 0 | 0 | 0 | 0 | 0 | 55926.32 | 0 | 0 | 0 | 0 | 0 | 55926.32
2022022504 | 6 | 0.68302 | 68302 | 0.12792 | 6651.84 | 0 | 0 | 1 | 5000 | 6651.84 | 0 | 0 | 0 | 0 | 0 | 56650.16 | 0 | 0 | 0 | 0 | 0 | 56650.16
2022022505 | 6 | 0.70084 | 70084 | 0.15066 | 7834.32 | 0 | 0 | 1 | 5000 | 7834.32 | 0 | 0 | 0 | 0 | 0 | 57249.68 | 0 | 0 | 0 | 0 | 0 | 57249.68
2022022506 | 6 | 0.73298 | 73298 | 0.19383 | 10079.16 | 0 | 0 | 1 | 5000 | 10079.16 | 0 | 0 | 0 | 0 | 0 | 58218.84 | 0 | 0 | 0 | 0 | 0 | 58218.84
2022022507 | 6 | 0.77966 | 77966 | 0.2082 | 10826.4 | 0 | 0 | 1 | 5000 | 10826.4 | 0 | 0 | 0 | 0 | 0 | 62139.6 | 0 | 0 | 0 | 0 | 0 | 62139.6
2022022508 | 6 | 0.79981 | 79981 | 0.20634 | 10729.68 | 0.03479 | 3096.31 | 1 | 5000 | 10729.68 | 3096.31 | 0 | 0 | 0 | 0 | 61155.01 | 0 | 0 | 0 | 0 | 0 | 61155.01
2022022509 | 6 | 0.7959 | 79590 | 0.19377 | 10076.04 | 0.24372 | 21691.08 | 1 | 5000 | 10076.04 | 21691.08 | 0 | 0 | 0 | 0 | 42822.88 | 0 | 0 | 0 | 0 | 0 | 42822.88
2022022510 | 6 | 0.78601 | 78601 | 0.21784 | 11327.68 | 0.47718 | 42469.02 | 1 | 5000 | 11327.68 | 42469.02 | 0 | 0 | 0 | 0 | 19804.3 | 0 | 0 | 0 | 0 | 0 | 19804.3
2022022511 | 6 | 0.76809 | 76809 | 0.2189 | 11382.8 | 0.56196 | 50014.44 | 1 | 5000 | 11382.8 | 50014.44 | 0 | 0 | 0 | 0 | 10411.76 | 0 | 0 | 0 | 0 | 0 | 10411.76
2022022512 | 6 | 0.74774 | 74774 | 0.211 | 10972 | 0.62419 | 55552.91 | 1 | 5000 | 10972 | 55552.91 | 0 | 0 | 0 | 0 | 3249.09 | 0 | 0 | 0 | 0 | 0 | 3249.09
2022022513 | 6 | 0.7257 | 72570 | 0.20388 | 10601.76 | 0.61133 | 54408.37 | 1 | 5000 | 10601.76 | 54408.37 | 0 | 0 | 0 | 0 | 2559.87 | 0 | 0 | 0 | 0 | 0 | 2559.87
2022022514 | 6 | 0.70917 | 70917 | 0.21385 | 11120.2 | 0.61782 | 54985.98 | 1 | 5000 | 11120.2 | 54796.8 | 0 | 0 | 189.18 | 189.18 | 0 | 160.803 | 0 | 0 | 0 | 160.803 | 0
2022022515 | 6 | 0.69797 | 69797 | 0.20787 | 10809.24 | 0.52075 | 46346.75 | 1 | 5000 | 10809.24 | 46346.75 | 0 | 0 | 0 | 0 | 7641.01 | 0 | 160.803 | 0 | 0 | 0 | 7480.207
2022022516 | 6 | 0.69788 | 69788 | 0.22071 | 11476.92 | 0.49313 | 43888.57 | 1 | 5000 | 11476.92 | 43888.57 | 0 | 0 | 0 | 0 | 9422.51 | 0 | 0 | 0 | 0 | 0 | 9422.51
2022022517 | 6 | 0.70622 | 70622 | 0.22758 | 11834.16 | 0.41043 | 36528.27 | 1 | 5000 | 11834.16 | 36528.27 | 0 | 0 | 0 | 0 | 17259.57 | 0 | 0 | 0 | 0 | 0 | 17259.57
2022022518 | 6 | 0.71576 | 71576 | 0.26185 | 13616.2 | 0.21194 | 18862.66 | 1 | 5000 | 13616.2 | 18862.66 | 0 | 0 | 0 | 0 | 34097.14 | 0 | 0 | 0 | 0 | 0 | 34097.14
2022022519 | 6 | 0.72768 | 72768 | 0.27727 | 14418.04 | 0.01262 | 1123.18 | 1 | 5000 | 14418.04 | 1123.18 | 0 | 0 | 0 | 0 | 52226.78 | 0 | 0 | 0 | 0 | 0 | 52226.78
2022022520 | 6 | 0.72602 | 72602 | 0.26191 | 13619.32 | 0 | 0 | 1 | 5000 | 13619.32 | 0 | 0 | 0 | 0 | 0 | 53982.68 | 0 | 0 | 0 | 0 | 0 | 53982.68
2022022521 | 6 | 0.71567 | 71567 | 0.25848 | 13440.96 | 0 | 0 | 1 | 5000 | 13440.96 | 0 | 0 | 0 | 0 | 0 | 53126.04 | 0 | 0 | 0 | 0 | 0 | 53126.04
2022022522 | 6 | 0.69941 | 69941 | 0.24897 | 12946.44 | 0 | 0 | 1 | 5000 | 12946.44 | 0 | 0 | 0 | 0 | 0 | 51994.56 | 0 | 0 | 0 | 0 | 0 | 51994.56
2022022523 | 6 | 0.67401 | 67401 | 0.21913 | 11394.76 | 0 | 0 | 1 | 5000 | 11394.76 | 0 | 0 | 0 | 0 | 0 | 51006.24 | 0 | 0 | 0 | 0 | 0 | 51006.24
2022022524 | 6 | 0.65094 | 65094 | 0.18096 | 9409.92 | 0 | 0 | 1 | 5000 | 9409.92 | 0 | 0 | 0 | 0 | 0 | 50684.08 | 0 | 0 | 0 | 0 | 0 | 50684.08
2022022601 | 7 | 0.63428 | 63428 | 0.14784 | 7687.68 | 0 | 0 | 1 | 5000 | 7687.68 | 0 | 0 | 0 | 0 | 0 | 50740.32 | 0 | 0 | 0 | 0 | 0 | 50740.32
2022022602 | 7 | 0.62475 | 62475 | 0.13387 | 6961.24 | 0 | 0 | 1 | 5000 | 6961.24 | 0 | 0 | 0 | 0 | 0 | 50513.76 | 0 | 0 | 0 | 0 | 0 | 50513.76
2022022603 | 7 | 0.61908 | 61908 | 0.13441 | 6989.32 | 0 | 0 | 1 | 5000 | 6989.32 | 0 | 0 | 0 | 0 | 0 | 49918.68 | 0 | 0 | 0 | 0 | 0 | 49918.68
2022022604 | 7 | 0.61877 | 61877 | 0.12784 | 6647.68 | 0 | 0 | 1 | 5000 | 6647.68 | 0 | 0 | 0 | 0 | 0 | 50229.32 | 0 | 0 | 0 | 0 | 0 | 50229.32
2022022605 | 7 | 0.62566 | 62566 | 0.12148 | 6316.96 | 0 | 0 | 1 | 5000 | 6316.96 | 0 | 0 | 0 | 0 | 0 | 51249.04 | 0 | 0 | 0 | 0 | 0 | 51249.04
2022022606 | 7 | 0.63911 | 63911 | 0.12173 | 6329.96 | 0 | 0 | 1 | 5000 | 6329.96 | 0 | 0 | 0 | 0 | 0 | 52581.04 | 0 | 0 | 0 | 0 | 0 | 52581.04
2022022607 | 7 | 0.66013 | 66013 | 0.12811 | 6661.72 | 0 | 0 | 1 | 5000 | 6661.72 | 0 | 0 | 0 | 0 | 0 | 54351.28 | 0 | 0 | 0 | 0 | 0 | 54351.28
2022022608 | 7 | 0.67803 | 67803 | 0.12241 | 6365.32 | 0.00619 | 550.91 | 1 | 5000 | 6365.32 | 550.91 | 0 | 0 | 0 | 0 | 55886.77 | 0 | 0 | 0 | 0 | 0 | 55886.77
2022022609 | 7 | 0.69688 | 69688 | 0.09989 | 5194.28 | 0.10493 | 9338.77 | 1 | 5000 | 5194.28 | 9338.77 | 0 | 0 | 0 | 0 | 50154.95 | 0 | 0 | 0 | 0 | 0 | 50154.95
2022022610 | 7 | 0.71126 | 71126 | 0.0739 | 3842.8 | 0.28118 | 25025.02 | 1 | 5000 | 3842.8 | 25025.02 | 0 | 0 | 0 | 0 | 37258.18 | 0 | 0 | 0 | 0 | 0 | 37258.18
2022022611 | 7 | 0.71541 | 71541 | 0.05453 | 2835.56 | 0.41299 | 36756.11 | 1 | 5000 | 2835.56 | 36756.11 | 0 | 0 | 0 | 0 | 26949.33 | 0 | 0 | 0 | 0 | 0 | 26949.33
2022022612 | 7 | 0.70707 | 70707 | 0.04285 | 2228.2 | 0.52628 | 46838.92 | 1 | 5000 | 2228.2 | 46838.92 | 0 | 0 | 0 | 0 | 16639.88 | 0 | 0 | 0 | 0 | 0 | 16639.88
2022022613 | 7 | 0.69262 | 69262 | 0.04132 | 2148.64 | 0.58671 | 52217.19 | 1 | 5000 | 2148.64 | 52217.19 | 0 | 0 | 0 | 0 | 9896.17 | 0 | 0 | 0 | 0 | 0 | 9896.17
2022022614 | 7 | 0.67927 | 67927 | 0.04301 | 2236.52 | 0.58534 | 52095.26 | 1 | 5000 | 2236.52 | 52095.26 | 0 | 0 | 0 | 0 | 8595.22 | 0 | 0 | 0 | 0 | 0 | 8595.22
2022022615 | 7 | 0.66788 | 66788 | 0.04917 | 2556.84 | 0.57733 | 51382.37 | 1 | 5000 | 2556.84 | 51382.37 | 0 | 0 | 0 | 0 | 7848.79 | 0 | 0 | 0 | 0 | 0 | 7848.79
2022022616 | 7 | 0.664 | 66400 | 0.06513 | 3386.76 | 0.55402 | 49307.78 | 1 | 5000 | 3386.76 | 49307.78 | 0 | 0 | 0 | 0 | 8705.46 | 0 | 0 | 0 | 0 | 0 | 8705.46
2022022617 | 7 | 0.66511 | 66511 | 0.07974 | 4146.48 | 0.52932 | 47109.48 | 1 | 5000 | 4146.48 | 47109.48 | 0 | 0 | 0 | 0 | 10255.04 | 0 | 0 | 0 | 0 | 0 | 10255.04
2022022618 | 7 | 0.6698 | 66980 | 0.08958 | 4658.16 | 0.35312 | 31427.68 | 1 | 5000 | 4658.16 | 31427.68 | 0 | 0 | 0 | 0 | 25894.16 | 0 | 0 | 0 | 0 | 0 | 25894.16
2022022619 | 7 | 0.68294 | 68294 | 0.09444 | 4910.88 | 0.04239 | 3772.71 | 1 | 5000 | 4910.88 | 3772.71 | 0 | 0 | 0 | 0 | 54610.41 | 0 | 0 | 0 | 0 | 0 | 54610.41
2022022620 | 7 | 0.685 | 68500 | 0.09936 | 5166.72 | 0.00012 | 10.68 | 1 | 5000 | 5166.72 | 10.68 | 0 | 0 | 0 | 0 | 58322.6 | 0 | 0 | 0 | 0 | 0 | 58322.6
2022022621 | 7 | 0.67773 | 67773 | 0.09106 | 4735.12 | 0.00012 | 10.68 | 1 | 5000 | 4735.12 | 10.68 | 0 | 0 | 0 | 0 | 58027.2 | 0 | 0 | 0 | 0 | 0 | 58027.2
2022022622 | 7 | 0.66472 | 66472 | 0.08867 | 4610.84 | 0.00012 | 10.68 | 1 | 5000 | 4610.84 | 10.68 | 0 | 0 | 0 | 0 | 56850.48 | 0 | 0 | 0 | 0 | 0 | 56850.48
2022022623 | 7 | 0.64518 | 64518 | 0.08964 | 4661.28 | 0.00012 | 10.68 | 1 | 5000 | 4661.28 | 10.68 | 0 | 0 | 0 | 0 | 54846.04 | 0 | 0 | 0 | 0 | 0 | 54846.04
2022022624 | 7 | 0.62485 | 62485 | 0.08722 | 4535.44 | 0.00012 | 10.68 | 1 | 5000 | 4535.44 | 10.68 | 0 | 0 | 0 | 0 | 52938.88 | 0 | 0 | 0 | 0 | 0 | 52938.88
2022022701 | 1 | 0.60976 | 60976 | 0.11167 | 5806.84 | 0.00012 | 10.68 | 1 | 5000 | 5806.84 | 10.68 | 0 | 0 | 0 | 0 | 50158.48 | 0 | 0 | 0 | 0 | 0 | 50158.48
2022022702 | 1 | 0.60043 | 60043 | 0.14401 | 7488.52 | 0.00012 | 10.68 | 1 | 5000 | 7488.52 | 10.68 | 0 | 0 | 0 | 0 | 47543.8 | 0 | 0 | 0 | 0 | 0 | 47543.8
2022022703 | 1 | 0.59887 | 59887 | 0.18345 | 9539.4 | 0.00012 | 10.68 | 1 | 5000 | 9539.4 | 10.68 | 0 | 0 | 0 | 0 | 45336.92 | 0 | 0 | 0 | 0 | 0 | 45336.92
2022022704 | 1 | 0.60246 | 60246 | 0.22871 | 11892.92 | 0.00011 | 9.79 | 1 | 5000 | 11892.92 | 9.79 | 0 | 0 | 0 | 0 | 43343.29 | 0 | 0 | 0 | 0 | 0 | 43343.29
2022022705 | 1 | 0.61088 | 61088 | 0.26594 | 13828.88 | 0.00011 | 9.79 | 1 | 5000 | 13828.88 | 9.79 | 0 | 0 | 0 | 0 | 42249.33 | 0 | 0 | 0 | 0 | 0 | 42249.33
2022022706 | 1 | 0.62611 | 62611 | 0.29816 | 15504.32 | 0.00011 | 9.79 | 1 | 5000 | 15504.32 | 9.79 | 0 | 0 | 0 | 0 | 42096.89 | 0 | 0 | 0 | 0 | 0 | 42096.89
2022022707 | 1 | 0.64762 | 64762 | 0.30479 | 15849.08 | 0.00013 | 11.57 | 1 | 5000 | 15849.08 | 11.57 | 0 | 0 | 0 | 0 | 43901.35 | 0 | 0 | 0 | 0 | 0 | 43901.35
2022022708 | 1 | 0.66211 | 66211 | 0.2958 | 15381.6 | 0.06704 | 5966.56 | 1 | 5000 | 15381.6 | 5966.56 | 0 | 0 | 0 | 0 | 39862.84 | 0 | 0 | 0 | 0 | 0 | 39862.84
2022022709 | 1 | 0.65733 | 65733 | 0.24316 | 12644.32 | 0.5372 | 47810.8 | 1 | 5000 | 12644.32 | 47810.8 | 0 | 0 | 0 | 0 | 277.88 | 0 | 0 | 0 | 0 | 0 | 277.88
2022022710 | 1 | 0.64147 | 64147 | 0.17644 | 9174.88 | 0.80043 | 71238.27 | 1 | 5000 | 9174.88 | 49972.12 | 0 | 0 | 21266.15 | 21266.15 | 0 | 18076.2275 | 0 | 0 | 0 | 18076.2275 | 0
2022022711 | 1 | 0.61858 | 61858 | 0.18707 | 9727.64 | 0.82955 | 73829.95 | 1 | 5000 | 9727.64 | 47130.36 | 0 | 0 | 26699.59 | 26699.59 | 0 | 40770.879 | 0 | 0 | 0 | 22694.6515 | 0
2022022712 | 1 | 0.59181 | 59181 | 0.17734 | 9221.68 | 0.83698 | 74491.22 | 1 | 5000 | 9221.68 | 44959.32 | 0 | 0 | 29531.9 | 29531.9 | 0 | 65872.994 | 0 | 0 | 0 | 25102.115 | 0
2022022713 | 1 | 0.56634 | 56634 | 0.16132 | 8388.64 | 0.84488 | 75194.32 | 1 | 5000 | 8388.64 | 43245.36 | 0 | 0 | 31948.96 | 31948.96 | 0 | 93029.61 | 0 | 0 | 0 | 27156.616 | 0
2022022714 | 1 | 0.54065 | 54065 | 0.15337 | 7975.24 | 0.85268 | 75888.52 | 1 | 5000 | 7975.24 | 41089.76 | 0 | 0 | 34798.76 | 34798.76 | 0 | 122608.556 | 0 | 0 | 0 | 29578.946 | 0
2022022715 | 1 | 0.5183 | 51830 | 0.13341 | 6937.32 | 0.85989 | 76530.21 | 1 | 5000 | 6937.32 | 39892.68 | 0 | 0 | 36637.53 | 36637.53 | 0 | 153750.4565 | 0 | 0 | 0 | 31141.9005 | 0
2022022716 | 1 | 0.50636 | 50636 | 0.11422 | 5939.44 | 0.87263 | 77664.07 | 1 | 5000 | 5939.44 | 39696.56 | 0 | 0 | 37967.51 | 37967.51 | 0 | 186022.84 | 0 | 0 | 0 | 32272.3835 | 0
2022022717 | 1 | 0.5041 | 50410 | 0.09629 | 5007.08 | 0.8363 | 74430.7 | 1 | 5000 | 5007.08 | 40402.92 | 0 | 0 | 34027.78 | 34027.78 | 0 | 200000 | 0 | 0 | 0 | 13977.16 | 0
2022022718 | 1 | 0.51529 | 51529 | 0.07792 | 4051.84 | 0.51496 | 45831.44 | 1 | 5000 | 4051.84 | 42477.16 | 0 | 0 | 3354.28 | 3354.28 | 0 | 200000 | 0 | 0 | 0 | 0 | 0
2022022719 | 1 | 0.55097 | 55097 | 0.05911 | 3073.72 | 0.05469 | 4867.41 | 1 | 5000 | 3073.72 | 4867.41 | 0 | 0 | 0 | 0 | 42155.87 | 157844.13 | 42155.87 | 0 | 0 | 0 | 0
2022022720 | 1 | 0.58071 | 58071 | 0.07073 | 3677.96 | 6e-05 | 5.34 | 1 | 5000 | 3677.96 | 5.34 | 0 | 0 | 0 | 0 | 49387.7 | 108456.43 | 49387.7 | 0 | 0 | 0 | 0
2022022721 | 1 | 0.59054 | 59054 | 0.10148 | 5276.96 | 6e-05 | 5.34 | 1 | 5000 | 5276.96 | 5.34 | 0 | 0 | 0 | 0 | 48771.7 | 59684.73 | 48771.7 | 0 | 0 | 0 | 0
2022022722 | 1 | 0.59135 | 59135 | 0.12789 | 6650.28 | 6e-05 | 5.34 | 1 | 5000 | 6650.28 | 5.34 | 0 | 0 | 0 | 0 | 47479.38 | 12205.35 | 47479.38 | 0 | 0 | 0 | 0
2022022723 | 1 | 0.57944 | 57944 | 0.1628 | 8465.6 | 6e-05 | 5.34 | 1 | 5000 | 8465.6 | 5.34 | 0 | 0 | 0 | 0 | 44473.06 | 0 | 12205.35 | 0 | 0 | 0 | 32267.71
2022022724 | 1 | 0.56677 | 56677 | 0.20181 | 10494.12 | 6e-05 | 5.34 | 1 | 5000 | 10494.12 | 5.34 | 0 | 0 | 0 | 0 | 41177.54 | 0 | 0 | 0 | 0 | 0 | 41177.54
2022022801 | 2 | 0.56108 | 56108 | 0.24305 | 12638.6 | 6e-05 | 5.34 | 1 | 5000 | 12638.6 | 5.34 | 0 | 0 | 0 | 0 | 38464.06 | 0 | 0 | 0 | 0 | 0 | 38464.06
2022022802 | 2 | 0.56499 | 56499 | 0.27897 | 14506.44 | 6e-05 | 5.34 | 1 | 5000 | 14506.44 | 5.34 | 0 | 0 | 0 | 0 | 36987.22 | 0 | 0 | 0 | 0 | 0 | 36987.22
2022022803 | 2 | 0.57431 | 57431 | 0.30888 | 16061.76 | 6e-05 | 5.34 | 1 | 5000 | 16061.76 | 5.34 | 0 | 0 | 0 | 0 | 36363.9 | 0 | 0 | 0 | 0 | 0 | 36363.9
2022022804 | 2 | 0.58903 | 58903 | 0.32821 | 17066.92 | 6e-05 | 5.34 | 1 | 5000 | 17066.92 | 5.34 | 0 | 0 | 0 | 0 | 36830.74 | 0 | 0 | 0 | 0 | 0 | 36830.74
2022022805 | 2 | 0.61574 | 61574 | 0.3307 | 17196.4 | 6e-05 | 5.34 | 1 | 5000 | 17196.4 | 5.34 | 0 | 0 | 0 | 0 | 39372.26 | 0 | 0 | 0 | 0 | 0 | 39372.26
2022022806 | 2 | 0.66045 | 66045 | 0.31472 | 16365.44 | 6e-05 | 5.34 | 1 | 5000 | 16365.44 | 5.34 | 0 | 0 | 0 | 0 | 44674.22 | 0 | 0 | 0 | 0 | 0 | 44674.22
2022022807 | 2 | 0.72104 | 72104 | 0.31206 | 16227.12 | 0.00015 | 13.35 | 1 | 5000 | 16227.12 | 13.35 | 0 | 0 | 0 | 0 | 50863.53 | 0 | 0 | 0 | 0 | 0 | 50863.53
2022022808 | 2 | 0.73408 | 73408 | 0.31155 | 16200.6 | 0.09233 | 8217.37 | 1 | 5000 | 16200.6 | 8217.37 | 0 | 0 | 0 | 0 | 43990.03 | 0 | 0 | 0 | 0 | 0 | 43990.03
2022022809 | 2 | 0.68635 | 68635 | 0.26276 | 13663.52 | 0.52165 | 46426.85 | 1 | 5000 | 13663.52 | 46426.85 | 0 | 0 | 0 | 0 | 3544.63 | 0 | 0 | 0 | 0 | 0 | 3544.63
2022022810 | 2 | 0.63304 | 63304 | 0.15434 | 8025.68 | 0.74412 | 66226.68 | 1 | 5000 | 8025.68 | 50278.32 | 0 | 0 | 15948.36 | 15948.36 | 0 | 13556.106 | 0 | 0 | 0 | 13556.106 | 0
2022022811 | 2 | 0.59142 | 59142 | 0.13718 | 7133.36 | 0.79565 | 70812.85 | 1 | 5000 | 7133.36 | 47008.64 | 0 | 0 | 23804.21 | 23804.21 | 0 | 33789.6845 | 0 | 0 | 0 | 20233.5785 | 0
2022022812 | 2 | 0.55875 | 55875 | 0.12024 | 6252.48 | 0.77458 | 68937.62 | 1 | 5000 | 6252.48 | 44622.52 | 0 | 0 | 24315.1 | 24315.1 | 0 | 54457.5195 | 0 | 0 | 0 | 20667.835 | 0
2022022813 | 2 | 0.5302 | 53020 | 0.10156 | 5281.12 | 0.75361 | 67071.29 | 1 | 5000 | 5281.12 | 42738.88 | 0 | 0 | 24332.41 | 24332.41 | 0 | 75140.068 | 0 | 0 | 0 | 20682.5485 | 0
2022022814 | 2 | 0.5124 | 51240 | 0.0937 | 4872.4 | 0.70928 | 63125.92 | 1 | 5000 | 4872.4 | 41367.6 | 0 | 0 | 21758.32 | 21758.32 | 0 | 93634.64 | 0 | 0 | 0 | 18494.572 | 0
2022022815 | 2 | 0.49923 | 49923 | 0.08131 | 4228.12 | 0.61015 | 54303.35 | 1 | 5000 | 4228.12 | 40694.88 | 0 | 0 | 13608.47 | 13608.47 | 0 | 105201.8395 | 0 | 0 | 0 | 11567.1995 | 0
2022022816 | 2 | 0.49412 | 49412 | 0.07097 | 3690.44 | 0.44308 | 39434.12 | 1 | 5000 | 3690.44 | 39434.12 | 0 | 0 | 0 | 0 | 1287.44 | 103914.3995 | 1287.44 | 0 | 0 | 0 | 0
2022022817 | 2 | 0.49745 | 49745 | 0.06488 | 3373.76 | 0.32873 | 29256.97 | 1 | 5000 | 3373.76 | 29256.97 | 0 | 0 | 0 | 0 | 12114.27 | 91800.1295 | 12114.27 | 0 | 0 | 0 | 0
2022022818 | 2 | 0.5059 | 50590 | 0.07136 | 3710.72 | 0.16998 | 15128.22 | 1 | 5000 | 3710.72 | 15128.22 | 0 | 0 | 0 | 0 | 26751.06 | 65049.0695 | 26751.06 | 0 | 0 | 0 | 0
2022022819 | 2 | 0.52966 | 52966 | 0.10197 | 5302.44 | 0.02129 | 1894.81 | 1 | 5000 | 5302.44 | 1894.81 | 0 | 0 | 0 | 0 | 40768.75 | 24280.3195 | 40768.75 | 0 | 0 | 0 | 0
2022022820 | 2 | 0.54639 | 54639 | 0.15273 | 7941.96 | 0 | 0 | 1 | 5000 | 7941.96 | 0 | 0 | 0 | 0 | 0 | 41697.04 | 0 | 24280.3195 | 0 | 0 | 0 | 17416.7205
2022022821 | 2 | 0.54715 | 54715 | 0.22239 | 11564.28 | 0 | 0 | 1 | 5000 | 11564.28 | 0 | 0 | 0 | 0 | 0 | 38150.72 | 0 | 0 | 0 | 0 | 0 | 38150.72
2022022822 | 2 | 0.53868 | 53868 | 0.27887 | 14501.24 | 0 | 0 | 1 | 5000 | 14501.24 | 0 | 0 | 0 | 0 | 0 | 34366.76 | 0 | 0 | 0 | 0 | 0 | 34366.76
2022022823 | 2 | 0.51889 | 51889 | 0.32457 | 16877.64 | 0 | 0 | 1 | 5000 | 16877.64 | 0 | 0 | 0 | 0 | 0 | 30011.36 | 0 | 0 | 0 | 0 | 0 | 30011.36
2022022824 | 2 | 0.50023 | 50023 | 0.34824 | 18108.48 | 0 | 0 | 1 | 5000 | 18108.48 | 0 | 0 | 0 | 0 | 0 | 26914.52 | 0 | 0 | 0 | 0 | 0 | 26914.52
2022030101 | 3 | 0.49045 | 49045 | 0.36388 | 18921.76 | 0 | 0 | 1 | 5000 | 18921.76 | 0 | 0 | 0 | 0 | 0 | 25123.24 | 0 | 0 | 0 | 0 | 0 | 25123.24
2022030102 | 3 | 0.4915 | 49150 | 0.3645 | 18954 | 0 | 0 | 1 | 5000 | 18954 | 0 | 0 | 0 | 0 | 0 | 25196 | 0 | 0 | 0 | 0 | 0 | 25196
2022030103 | 3 | 0.49652 | 49652 | 0.34252 | 17811.04 | 0 | 0 | 1 | 5000 | 17811.04 | 0 | 0 | 0 | 0 | 0 | 26840.96 | 0 | 0 | 0 | 0 | 0 | 26840.96
2022030104 | 3 | 0.50844 | 50844 | 0.30389 | 15802.28 | 0 | 0 | 1 | 5000 | 15802.28 | 0 | 0 | 0 | 0 | 0 | 30041.72 | 0 | 0 | 0 | 0 | 0 | 30041.72
2022030105 | 3 | 0.53038 | 53038 | 0.26175 | 13611 | 0 | 0 | 1 | 5000 | 13611 | 0 | 0 | 0 | 0 | 0 | 34427 | 0 | 0 | 0 | 0 | 0 | 34427
2022030106 | 3 | 0.57286 | 57286 | 0.22343 | 11618.36 | 0 | 0 | 1 | 5000 | 11618.36 | 0 | 0 | 0 | 0 | 0 | 40667.64 | 0 | 0 | 0 | 0 | 0 | 40667.64
2022030107 | 3 | 0.63075 | 63075 | 0.19607 | 10195.64 | 0.00012 | 10.68 | 1 | 5000 | 10195.64 | 10.68 | 0 | 0 | 0 | 0 | 47868.68 | 0 | 0 | 0 | 0 | 0 | 47868.68
2022030108 | 3 | 0.64507 | 64507 | 0.16207 | 8427.64 | 0.06279 | 5588.31 | 1 | 5000 | 8427.64 | 5588.31 | 0 | 0 | 0 | 0 | 45491.05 | 0 | 0 | 0 | 0 | 0 | 45491.05
2022030109 | 3 | 0.6113 | 61130 | 0.11276 | 5863.52 | 0.32114 | 28581.46 | 1 | 5000 | 5863.52 | 28581.46 | 0 | 0 | 0 | 0 | 21685.02 | 0 | 0 | 0 | 0 | 0 | 21685.02
2022030110 | 3 | 0.5713 | 57130 | 0.07511 | 3905.72 | 0.50185 | 44664.65 | 1 | 5000 | 3905.72 | 44664.65 | 0 | 0 | 0 | 0 | 3559.63 | 0 | 0 | 0 | 0 | 0 | 3559.63
2022030111 | 3 | 0.54109 | 54109 | 0.067 | 3484 | 0.58955 | 52469.95 | 1 | 5000 | 3484 | 45625 | 0 | 0 | 6844.95 | 6844.95 | 0 | 5818.2075 | 0 | 0 | 0 | 5818.2075 | 0
2022030112 | 3 | 0.51828 | 51828 | 0.043 | 2236 | 0.63904 | 56874.56 | 1 | 5000 | 2236 | 44592 | 0 | 0 | 12282.56 | 12282.56 | 0 | 16258.3835 | 0 | 0 | 0 | 10440.176 | 0
2022030113 | 3 | 0.50316 | 50316 | 0.03557 | 1849.64 | 0.63638 | 56637.82 | 1 | 5000 | 1849.64 | 43466.36 | 0 | 0 | 13171.46 | 13171.46 | 0 | 27454.1245 | 0 | 0 | 0 | 11195.741 | 0
2022030114 | 3 | 0.49561 | 49561 | 0.03954 | 2056.08 | 0.62744 | 55842.16 | 1 | 5000 | 2056.08 | 42504.92 | 0 | 0 | 13337.24 | 13337.24 | 0 | 38790.7785 | 0 | 0 | 0 | 11336.654 | 0
2022030115 | 3 | 0.49209 | 49209 | 0.04946 | 2571.92 | 0.57299 | 50996.11 | 1 | 5000 | 2571.92 | 41637.08 | 0 | 0 | 9359.03 | 9359.03 | 0 | 46745.954 | 0 | 0 | 0 | 7955.1755 | 0
2022030116 | 3 | 0.49002 | 49002 | 0.05659 | 2942.68 | 0.516 | 45924 | 1 | 5000 | 2942.68 | 41059.32 | 0 | 0 | 4864.68 | 4864.68 | 0 | 50880.932 | 0 | 0 | 0 | 4134.978 | 0
2022030117 | 3 | 0.49588 | 49588 | 0.05558 | 2890.16 | 0.35572 | 31659.08 | 1 | 5000 | 2890.16 | 31659.08 | 0 | 0 | 0 | 0 | 10038.76 | 40842.172 | 10038.76 | 0 | 0 | 0 | 0
2022030118 | 3 | 0.50104 | 50104 | 0.06243 | 3246.36 | 0.14397 | 12813.33 | 1 | 5000 | 3246.36 | 12813.33 | 0 | 0 | 0 | 0 | 29044.31 | 11797.862 | 29044.31 | 0 | 0 | 0 | 0
2022030119 | 3 | 0.51643 | 51643 | 0.08935 | 4646.2 | 0.01515 | 1348.35 | 1 | 5000 | 4646.2 | 1348.35 | 0 | 0 | 0 | 0 | 40648.45 | 0 | 11797.862 | 0 | 0 | 0 | 28850.588
2022030120 | 3 | 0.52783 | 52783 | 0.14846 | 7719.92 | 0 | 0 | 1 | 5000 | 7719.92 | 0 | 0 | 0 | 0 | 0 | 40063.08 | 0 | 0 | 0 | 0 | 0 | 40063.08
2022030121 | 3 | 0.52039 | 52039 | 0.19868 | 10331.36 | 0 | 0 | 1 | 5000 | 10331.36 | 0 | 0 | 0 | 0 | 0 | 36707.64 | 0 | 0 | 0 | 0 | 0 | 36707.64
2022030122 | 3 | 0.50845 | 50845 | 0.21926 | 11401.52 | 0 | 0 | 1 | 5000 | 11401.52 | 0 | 0 | 0 | 0 | 0 | 34443.48 | 0 | 0 | 0 | 0 | 0 | 34443.48
2022030123 | 3 | 0.48684 | 48684 | 0.23616 | 12280.32 | 0 | 0 | 1 | 5000 | 12280.32 | 0 | 0 | 0 | 0 | 0 | 31403.68 | 0 | 0 | 0 | 0 | 0 | 31403.68
2022030124 | 3 | 0.46351 | 46351 | 0.24711 | 12849.72 | 0 | 0 | 1 | 5000 | 12849.72 | 0 | 0 | 0 | 0 | 0 | 28501.28 | 0 | 0 | 0 | 0 | 0 | 28501.28
2022030201 | 4 | 0.44867 | 44867 | 0.25308 | 13160.16 | 0 | 0 | 1 | 5000 | 13160.16 | 0 | 0 | 0 | 0 | 0 | 26706.84 | 0 | 0 | 0 | 0 | 0 | 26706.84
2022030202 | 4 | 0.443 | 44300 | 0.24003 | 12481.56 | 0 | 0 | 1 | 5000 | 12481.56 | 0 | 0 | 0 | 0 | 0 | 26818.44 | 0 | 0 | 0 | 0 | 0 | 26818.44
2022030203 | 4 | 0.44394 | 44394 | 0.21364 | 11109.28 | 0 | 0 | 1 | 5000 | 11109.28 | 0 | 0 | 0 | 0 | 0 | 28284.72 | 0 | 0 | 0 | 0 | 0 | 28284.72
2022030204 | 4 | 0.4532 | 45320 | 0.18695 | 9721.4 | 0 | 0 | 1 | 5000 | 9721.4 | 0 | 0 | 0 | 0 | 0 | 30598.6 | 0 | 0 | 0 | 0 | 0 | 30598.6
2022030205 | 4 | 0.47137 | 47137 | 0.17655 | 9180.6 | 0 | 0 | 1 | 5000 | 9180.6 | 0 | 0 | 0 | 0 | 0 | 32956.4 | 0 | 0 | 0 | 0 | 0 | 32956.4
2022030206 | 4 | 0.50832 | 50832 | 0.16059 | 8350.68 | 0 | 0 | 1 | 5000 | 8350.68 | 0 | 0 | 0 | 0 | 0 | 37481.32 | 0 | 0 | 0 | 0 | 0 | 37481.32
2022030207 | 4 | 0.56281 | 56281 | 0.14113 | 7338.76 | 0.00012 | 10.68 | 1 | 5000 | 7338.76 | 10.68 | 0 | 0 | 0 | 0 | 43931.56 | 0 | 0 | 0 | 0 | 0 | 43931.56
2022030208 | 4 | 0.5791 | 57910 | 0.12576 | 6539.52 | 0.07821 | 6960.69 | 1 | 5000 | 6539.52 | 6960.69 | 0 | 0 | 0 | 0 | 39409.79 | 0 | 0 | 0 | 0 | 0 | 39409.79
2022030209 | 4 | 0.55599 | 55599 | 0.09044 | 4702.88 | 0.49064 | 43666.96 | 1 | 5000 | 4702.88 | 43666.96 | 0 | 0 | 0 | 0 | 2229.16 | 0 | 0 | 0 | 0 | 0 | 2229.16
2022030210 | 4 | 0.52984 | 52984 | 0.04615 | 2399.8 | 0.74948 | 66703.72 | 1 | 5000 | 2399.8 | 45584.2 | 0 | 0 | 21119.52 | 21119.52 | 0 | 17951.592 | 0 | 0 | 0 | 17951.592 | 0
2022030211 | 4 | 0.51005 | 51005 | 0.04281 | 2226.12 | 0.79194 | 70482.66 | 1 | 5000 | 2226.12 | 43778.88 | 0 | 0 | 26703.78 | 26703.78 | 0 | 40649.805 | 0 | 0 | 0 | 22698.213 | 0
2022030212 | 4 | 0.49966 | 49966 | 0.03684 | 1915.68 | 0.77189 | 68698.21 | 1 | 5000 | 1915.68 | 43050.32 | 0 | 0 | 25647.89 | 25647.89 | 0 | 62450.5115 | 0 | 0 | 0 | 21800.7065 | 0
2022030213 | 4 | 0.4932 | 49320 | 0.04066 | 2114.32 | 0.77505 | 68979.45 | 1 | 5000 | 2114.32 | 42205.68 | 0 | 0 | 26773.77 | 26773.77 | 0 | 85208.216 | 0 | 0 | 0 | 22757.7045 | 0
2022030214 | 4 | 0.49352 | 49352 | 0.05635 | 2930.2 | 0.77448 | 68928.72 | 1 | 5000 | 2930.2 | 41421.8 | 0 | 0 | 27506.92 | 27506.92 | 0 | 108589.098 | 0 | 0 | 0 | 23380.882 | 0
2022030215 | 4 | 0.49547 | 49547 | 0.06745 | 3507.4 | 0.76042 | 67677.38 | 1 | 5000 | 3507.4 | 41039.6 | 0 | 0 | 26637.78 | 26637.78 | 0 | 131231.211 | 0 | 0 | 0 | 22642.113 | 0
2022030216 | 4 | 0.49851 | 49851 | 0.07766 | 4038.32 | 0.7404 | 65895.6 | 1 | 5000 | 4038.32 | 40812.68 | 0 | 0 | 25082.92 | 25082.92 | 0 | 152551.693 | 0 | 0 | 0 | 21320.482 | 0
2022030217 | 4 | 0.50346 | 50346 | 0.08782 | 4566.64 | 0.65162 | 57994.18 | 1 | 5000 | 4566.64 | 40779.36 | 0 | 0 | 17214.82 | 17214.82 | 0 | 167184.29 | 0 | 0 | 0 | 14632.597 | 0
2022030218 | 4 | 0.50684 | 50684 | 0.09839 | 5116.28 | 0.37668 | 33524.52 | 1 | 5000 | 5116.28 | 33524.52 | 0 | 0 | 0 | 0 | 7043.2 | 160141.09 | 7043.2 | 0 | 0 | 0 | 7.276e-12
2022030219 | 4 | 0.51582 | 51582 | 0.12593 | 6548.36 | 0.04813 | 4283.57 | 1 | 5000 | 6548.36 | 4283.57 | 0 | 0 | 0 | 0 | 35750.07 | 124391.02 | 35750.07 | 0 | 0 | 0 | 0
2022030220 | 4 | 0.52328 | 52328 | 0.18639 | 9692.28 | 6e-05 | 5.34 | 1 | 5000 | 9692.28 | 5.34 | 0 | 0 | 0 | 0 | 37630.38 | 86760.64 | 37630.38 | 0 | 0 | 0 | 0
2022030221 | 4 | 0.51511 | 51511 | 0.26249 | 13649.48 | 6e-05 | 5.34 | 1 | 5000 | 13649.48 | 5.34 | 0 | 0 | 0 | 0 | 32856.18 | 53904.46 | 32856.18 | 0 | 0 | 0 | 0
2022030222 | 4 | 0.49902 | 49902 | 0.32148 | 16716.96 | 0 | 0 | 1 | 5000 | 16716.96 | 0 | 0 | 0 | 0 | 0 | 28185.04 | 25719.42 | 28185.04 | 0 | 0 | 0 | 0
2022030223 | 4 | 0.47276 | 47276 | 0.35349 | 18381.48 | 0 | 0 | 1 | 5000 | 18381.48 | 0 | 0 | 0 | 0 | 0 | 23894.52 | 1824.9 | 23894.52 | 0 | 0 | 0 | 0
2022030224 | 4 | 0.44617 | 44617 | 0.37012 | 19246.24 | 0 | 0 | 1 | 5000 | 19246.24 | 0 | 0 | 0 | 0 | 0 | 20370.76 | 0 | 1824.9 | 0 | 0 | 0 | 18545.86
2022030301 | 5 | 0.42723 | 42723 | 0.35863 | 18648.76 | 0 | 0 | 1 | 5000 | 18648.76 | 0 | 0 | 0 | 0 | 0 | 19074.24 | 0 | 0 | 0 | 0 | 0 | 19074.24
2022030302 | 5 | 0.41755 | 41755 | 0.34059 | 17710.68 | 0 | 0 | 1 | 5000 | 17710.68 | 0 | 0 | 0 | 0 | 0 | 19044.32 | 0 | 0 | 0 | 0 | 0 | 19044.32
2022030303 | 5 | 0.4152 | 41520 | 0.29872 | 15533.44 | 0 | 0 | 1 | 5000 | 15533.44 | 0 | 0 | 0 | 0 | 0 | 20986.56 | 0 | 0 | 0 | 0 | 0 | 20986.56
2022030304 | 5 | 0.41846 | 41846 | 0.26379 | 13717.08 | 0 | 0 | 1 | 5000 | 13717.08 | 0 | 0 | 0 | 0 | 0 | 23128.92 | 0 | 0 | 0 | 0 | 0 | 23128.92
2022030305 | 5 | 0.43152 | 43152 | 0.24805 | 12898.6 | 0 | 0 | 1 | 5000 | 12898.6 | 0 | 0 | 0 | 0 | 0 | 25253.4 | 0 | 0 | 0 | 0 | 0 | 25253.4
2022030306 | 5 | 0.46244 | 46244 | 0.21095 | 10969.4 | 0 | 0 | 1 | 5000 | 10969.4 | 0 | 0 | 0 | 0 | 0 | 30274.6 | 0 | 0 | 0 | 0 | 0 | 30274.6
2022030307 | 5 | 0.50815 | 50815 | 0.17536 | 9118.72 | 6e-05 | 5.34 | 1 | 5000 | 9118.72 | 5.34 | 0 | 0 | 0 | 0 | 36690.94 | 0 | 0 | 0 | 0 | 0 | 36690.94
2022030308 | 5 | 0.52253 | 52253 | 0.15743 | 8186.36 | 0.07484 | 6660.76 | 1 | 5000 | 8186.36 | 6660.76 | 0 | 0 | 0 | 0 | 32405.88 | 0 | 0 | 0 | 0 | 0 | 32405.88
2022030309 | 5 | 0.51696 | 51696 | 0.12414 | 6455.28 | 0.52476 | 46703.64 | 1 | 5000 | 6455.28 | 40240.72 | 0 | 0 | 6462.92 | 6462.92 | 0 | 5493.482 | 0 | 0 | 0 | 5493.482 | 0
2022030310 | 5 | 0.50785 | 50785 | 0.06912 | 3594.24 | 0.75454 | 67154.06 | 1 | 5000 | 3594.24 | 42190.76 | 0 | 0 | 24963.3 | 24963.3 | 0 | 26712.287 | 0 | 0 | 0 | 21218.805 | 0
2022030311 | 5 | 0.50206 | 50206 | 0.07532 | 3916.64 | 0.75343 | 67055.27 | 1 | 5000 | 3916.64 | 41289.36 | 0 | 0 | 25765.91 | 25765.91 | 0 | 48613.3105 | 0 | 0 | 0 | 21901.0235 | 0
2022030312 | 5 | 0.50148 | 50148 | 0.06834 | 3553.68 | 0.76217 | 67833.13 | 1 | 5000 | 3553.68 | 41594.32 | 0 | 0 | 26238.81 | 26238.81 | 0 | 70916.299 | 0 | 0 | 0 | 22302.9885 | 0
2022030313 | 5 | 0.50377 | 50377 | 0.08953 | 4655.56 | 0.75517 | 67210.13 | 1 | 5000 | 4655.56 | 40721.44 | 0 | 0 | 26488.69 | 26488.69 | 0 | 93431.6855 | 0 | 0 | 0 | 22515.3865 | 0
2022030314 | 5 | 0.50918 | 50918 | 0.13003 | 6761.56 | 0.70692 | 62915.88 | 1 | 5000 | 6761.56 | 39156.44 | 0 | 0 | 23759.44 | 23759.44 | 0 | 113627.2095 | 0 | 0 | 0 | 20195.524 | 0
2022030315 | 5 | 0.51585 | 51585 | 0.15753 | 8191.56 | 0.70945 | 63141.05 | 1 | 5000 | 8191.56 | 38393.44 | 0 | 0 | 24747.61 | 24747.61 | 0 | 134662.678 | 0 | 0 | 0 | 21035.4685 | 0
2022030316 | 5 | 0.52102 | 52102 | 0.1768 | 9193.6 | 0.67547 | 60116.83 | 1 | 5000 | 9193.6 | 37908.4 | 0 | 0 | 22208.43 | 22208.43 | 0 | 153539.8435 | 0 | 0 | 0 | 18877.1655 | 0
2022030317 | 5 | 0.52482 | 52482 | 0.20566 | 10694.32 | 0.54028 | 48084.92 | 1 | 5000 | 10694.32 | 36787.68 | 0 | 0 | 11297.24 | 11297.24 | 0 | 163142.4975 | 0 | 0 | 0 | 9602.654 | 0
2022030318 | 5 | 0.52534 | 52534 | 0.21952 | 11415.04 | 0.2357 | 20977.3 | 1 | 5000 | 11415.04 | 20977.3 | 0 | 0 | 0 | 0 | 15141.66 | 148000.8375 | 15141.66 | 0 | 0 | 0 | 0
2022030319 | 5 | 0.53039 | 53039 | 0.24003 | 12481.56 | 0.02356 | 2096.84 | 1 | 5000 | 12481.56 | 2096.84 | 0 | 0 | 0 | 0 | 33460.6 | 114540.2375 | 33460.6 | 0 | 0 | 0 | 0
2022030320 | 5 | 0.53565 | 53565 | 0.31477 | 16368.04 | 0 | 0 | 1 | 5000 | 16368.04 | 0 | 0 | 0 | 0 | 0 | 32196.96 | 82343.2775 | 32196.96 | 0 | 0 | 0 | 0
2022030321 | 5 | 0.5276 | 52760 | 0.4328 | 22505.6 | 0 | 0 | 1 | 5000 | 22505.6 | 0 | 0 | 0 | 0 | 0 | 25254.4 | 57088.8775 | 25254.4 | 0 | 0 | 0 | 0
2022030322 | 5 | 0.51015 | 51015 | 0.50678 | 26352.56 | 0 | 0 | 1 | 5000 | 26352.56 | 0 | 0 | 0 | 0 | 0 | 19662.44 | 37426.4375 | 19662.44 | 0 | 0 | 0 | 0
2022030323 | 5 | 0.4839 | 48390 | 0.52471 | 27284.92 | 0 | 0 | 1 | 5000 | 27284.92 | 0 | 0 | 0 | 0 | 0 | 16105.08 | 21321.3575 | 16105.08 | 0 | 0 | 0 | 0
2022030324 | 5 | 0.4549 | 45490 | 0.51479 | 26769.08 | 0 | 0 | 1 | 5000 | 26769.08 | 0 | 0 | 0 | 0 | 0 | 13720.92 | 7600.4375 | 13720.92 | 0 | 0 | 0 | 0
2022030401 | 6 | 0.43322 | 43322 | 0.51744 | 26906.88 | 0 | 0 | 1 | 5000 | 26906.88 | 0 | 0 | 0 | 0 | 0 | 11415.12 | 0 | 7600.4375 | 0 | 0 | 0 | 3814.6825
2022030402 | 6 | 0.41905 | 41905 | 0.51761 | 26915.72 | 0 | 0 | 1 | 5000 | 26915.72 | 0 | 0 | 0 | 0 | 0 | 9989.28 | 0 | 0 | 0 | 0 | 0 | 9989.28
2022030403 | 6 | 0.41252 | 41252 | 0.51449 | 26753.48 | 0 | 0 | 1 | 5000 | 26753.48 | 0 | 0 | 0 | 0 | 0 | 9498.52 | 0 | 0 | 0 | 0 | 0 | 9498.52
2022030404 | 6 | 0.41183 | 41183 | 0.5146 | 26759.2 | 0 | 0 | 1 | 5000 | 26759.2 | 0 | 0 | 0 | 0 | 0 | 9423.8 | 0 | 0 | 0 | 0 | 0 | 9423.8
2022030405 | 6 | 0.41974 | 41974 | 0.51938 | 27007.76 | 0 | 0 | 1 | 5000 | 27007.76 | 0 | 0 | 0 | 0 | 0 | 9966.24 | 0 | 0 | 0 | 0 | 0 | 9966.24
2022030406 | 6 | 0.44303 | 44303 | 0.53828 | 27990.56 | 0 | 0 | 1 | 5000 | 27990.56 | 0 | 0 | 0 | 0 | 0 | 11312.44 | 0 | 0 | 0 | 0 | 0 | 11312.44
2022030407 | 6 | 0.48199 | 48199 | 0.56712 | 29490.24 | 6e-05 | 5.34 | 1 | 5000 | 29490.24 | 5.34 | 0 | 0 | 0 | 0 | 13703.42 | 0 | 0 | 0 | 0 | 0 | 13703.42
2022030408 | 6 | 0.49967 | 49967 | 0.56105 | 29174.6 | 0.03595 | 3199.55 | 1 | 5000 | 29174.6 | 3199.55 | 0 | 0 | 0 | 0 | 12592.85 | 0 | 0 | 0 | 0 | 0 | 12592.85
2022030409 | 6 | 0.50672 | 50672 | 0.51816 | 26944.32 | 0.25483 | 22679.87 | 1 | 5000 | 26944.32 | 18727.68 | 0 | 0 | 3952.19 | 3952.19 | 0 | 3359.3615 | 0 | 0 | 0 | 3359.3615 | 0
2022030410 | 6 | 0.51617 | 51617 | 0.54852 | 28523.04 | 0.30847 | 27453.83 | 1 | 5000 | 28523.04 | 18093.96 | 0 | 0 | 9359.87 | 9359.87 | 0 | 11315.251 | 0 | 0 | 0 | 7955.8895 | 0
2022030411 | 6 | 0.51888 | 51888 | 0.56958 | 29618.16 | 0.27013 | 24041.57 | 1 | 5000 | 29618.16 | 17269.84 | 0 | 0 | 6771.73 | 6771.73 | 0 | 17071.2215 | 0 | 0 | 0 | 5755.9705 | 0
2022030412 | 6 | 0.52263 | 52263 | 0.56856 | 29565.12 | 0.23712 | 21103.68 | 1 | 5000 | 29565.12 | 17697.88 | 0 | 0 | 3405.8 | 3405.8 | 0 | 19966.1515 | 0 | 0 | 0 | 2894.93 | 0
2022030413 | 6 | 0.52442 | 52442 | 0.57407 | 29851.64 | 0.24979 | 22231.31 | 1 | 5000 | 29851.64 | 17590.36 | 0 | 0 | 4640.95 | 4640.95 | 0 | 23910.959 | 0 | 0 | 0 | 3944.8075 | 0
2022030414 | 6 | 0.52744 | 52744 | 0.57107 | 29695.64 | 0.29326 | 26100.14 | 1 | 5000 | 29695.64 | 18048.36 | 0 | 0 | 8051.78 | 8051.78 | 0 | 30754.972 | 0 | 0 | 0 | 6844.013 | 0
2022030415 | 6 | 0.52899 | 52899 | 0.5738 | 29837.6 | 0.3147 | 28008.3 | 1 | 5000 | 29837.6 | 18061.4 | 0 | 0 | 9946.9 | 9946.9 | 0 | 39209.837 | 0 | 0 | 0 | 8454.865 | 0
2022030416 | 6 | 0.53017 | 53017 | 0.58838 | 30595.76 | 0.24723 | 22003.47 | 1 | 5000 | 30595.76 | 17421.24 | 0 | 0 | 4582.23 | 4582.23 | 0 | 43104.7325 | 0 | 0 | 0 | 3894.8955 | 0
2022030417 | 6 | 0.53099 | 53099 | 0.60569 | 31495.88 | 0.13648 | 12146.72 | 1 | 5000 | 31495.88 | 12146.72 | 0 | 0 | 0 | 0 | 4456.4 | 38648.3325 | 4456.4 | 0 | 0 | 0 | 0
2022030418 | 6 | 0.52961 | 52961 | 0.62302 | 32397.04 | 0.06731 | 5990.59 | 1 | 5000 | 32397.04 | 5990.59 | 0 | 0 | 0 | 0 | 9573.37 | 29074.9625 | 9573.37 | 0 | 0 | 0 | 0
2022030419 | 6 | 0.53148 | 53148 | 0.61845 | 32159.4 | 0.01192 | 1060.88 | 1 | 5000 | 32159.4 | 1060.88 | 0 | 0 | 0 | 0 | 14927.72 | 14147.2425 | 14927.72 | 0 | 0 | 0 | 0
2022030420 | 6 | 0.53207 | 53207 | 0.63239 | 32884.28 | 0 | 0 | 1 | 5000 | 32884.28 | 0 | 0 | 0 | 0 | 0 | 15322.72 | 0 | 14147.2425 | 0 | 0 | 0 | 1175.4775
2022030421 | 6 | 0.5209 | 52090 | 0.63467 | 33002.84 | 0 | 0 | 1 | 5000 | 33002.84 | 0 | 0 | 0 | 0 | 0 | 14087.16 | 0 | 0 | 0 | 0 | 0 | 14087.16
2022030422 | 6 | 0.50822 | 50822 | 0.64519 | 33549.88 | 0 | 0 | 1 | 5000 | 33549.88 | 0 | 0 | 0 | 0 | 0 | 12272.12 | 0 | 0 | 0 | 0 | 0 | 12272.12
2022030423 | 6 | 0.48875 | 48875 | 0.63017 | 32768.84 | 0 | 0 | 1 | 5000 | 32768.84 | 0 | 0 | 0 | 0 | 0 | 11106.16 | 0 | 0 | 0 | 0 | 0 | 11106.16
2022030424 | 6 | 0.46498 | 46498 | 0.6188 | 32177.6 | 0 | 0 | 1 | 5000 | 32177.6 | 0 | 0 | 0 | 0 | 0 | 9320.4 | 0 | 0 | 0 | 0 | 0 | 9320.4
2022030501 | 7 | 0.44424 | 44424 | 0.6124 | 31844.8 | 0 | 0 | 1 | 5000 | 31844.8 | 0 | 0 | 0 | 0 | 0 | 7579.2 | 0 | 0 | 0 | 0 | 0 | 7579.2
2022030502 | 7 | 0.4295 | 42950 | 0.60622 | 31523.44 | 0 | 0 | 1 | 5000 | 31523.44 | 0 | 0 | 0 | 0 | 0 | 6426.56 | 0 | 0 | 0 | 0 | 0 | 6426.56
2022030503 | 7 | 0.42046 | 42046 | 0.59715 | 31051.8 | 0 | 0 | 1 | 5000 | 31051.8 | 0 | 0 | 0 | 0 | 0 | 5994.2 | 0 | 0 | 0 | 0 | 0 | 5994.2
2022030504 | 7 | 0.4153 | 41530 | 0.58634 | 30489.68 | 0 | 0 | 1 | 5000 | 30489.68 | 0 | 0 | 0 | 0 | 0 | 6040.32 | 0 | 0 | 0 | 0 | 0 | 6040.32
2022030505 | 7 | 0.41444 | 41444 | 0.57306 | 29799.12 | 0 | 0 | 1 | 5000 | 29799.12 | 0 | 0 | 0 | 0 | 0 | 6644.88 | 0 | 0 | 0 | 0 | 0 | 6644.88
2022030506 | 7 | 0.42165 | 42165 | 0.57004 | 29642.08 | 0 | 0 | 1 | 5000 | 29642.08 | 0 | 0 | 0 | 0 | 0 | 7522.92 | 0 | 0 | 0 | 0 | 0 | 7522.92
2022030507 | 7 | 0.43456 | 43456 | 0.56996 | 29637.92 | 0.0001 | 8.9 | 1 | 5000 | 29637.92 | 8.9 | 0 | 0 | 0 | 0 | 8809.18 | 0 | 0 | 0 | 0 | 0 | 8809.18
2022030508 | 7 | 0.44942 | 44942 | 0.54574 | 28378.48 | 0.05993 | 5333.77 | 1 | 5000 | 28378.48 | 5333.77 | 0 | 0 | 0 | 0 | 6229.75 | 0 | 0 | 0 | 0 | 0 | 6229.75
2022030509 | 7 | 0.47248 | 47248 | 0.47871 | 24892.92 | 0.40553 | 36092.17 | 1 | 5000 | 24892.92 | 17355.08 | 0 | 0 | 18737.09 | 18737.09 | 0 | 15926.5265 | 0 | 0 | 0 | 15926.5265 | 0
2022030510 | 7 | 0.49416 | 49416 | 0.49132 | 25548.64 | 0.53097 | 47256.33 | 1 | 5000 | 25548.64 | 18867.36 | 0 | 0 | 28388.97 | 28388.97 | 0 | 40057.151 | 0 | 0 | 0 | 24130.6245 | 0
2022030511 | 7 | 0.51103 | 51103 | 0.53561 | 27851.72 | 0.44679 | 39764.31 | 1 | 5000 | 27851.72 | 18251.28 | 0 | 0 | 21513.03 | 21513.03 | 0 | 58343.2265 | 0 | 0 | 0 | 18286.0755 | 0
2022030512 | 7 | 0.52356 | 52356 | 0.55274 | 28742.48 | 0.38233 | 34027.37 | 1 | 5000 | 28742.48 | 18613.52 | 0 | 0 | 15413.85 | 15413.85 | 0 | 71444.999 | 0 | 0 | 0 | 13101.7725 | 0
2022030513 | 7 | 0.52872 | 52872 | 0.55676 | 28951.52 | 0.33446 | 29766.94 | 1 | 5000 | 28951.52 | 18920.48 | 0 | 0 | 10846.46 | 10846.46 | 0 | 80664.49 | 0 | 0 | 0 | 9219.491 | 0
2022030514 | 7 | 0.53031 | 53031 | 0.5501 | 28605.2 | 0.33176 | 29526.64 | 1 | 5000 | 28605.2 | 19425.8 | 0 | 0 | 10100.84 | 10100.84 | 0 | 89250.204 | 0 | 0 | 0 | 8585.714 | 0
2022030515 | 7 | 0.53149 | 53149 | 0.52221 | 27154.92 | 0.38316 | 34101.24 | 1 | 5000 | 27154.92 | 20994.08 | 0 | 0 | 13107.16 | 13107.16 | 0 | 100391.29 | 0 | 0 | 0 | 11141.086 | 0
2022030516 | 7 | 0.53571 | 53571 | 0.50699 | 26363.48 | 0.35618 | 31700.02 | 1 | 5000 | 26363.48 | 22207.52 | 0 | 0 | 9492.5 | 9492.5 | 0 | 108459.915 | 0 | 0 | 0 | 8068.625 | 0
2022030517 | 7 | 0.53852 | 53852 | 0.50479 | 26249.08 | 0.29858 | 26573.62 | 1 | 5000 | 26249.08 | 22602.92 | 0 | 0 | 3970.7 | 3970.7 | 0 | 111835.01 | 0 | 0 | 0 | 3375.095 | 0
2022030518 | 7 | 0.53521 | 53521 | 0.47123 | 24503.96 | 0.29242 | 26025.38 | 1 | 5000 | 24503.96 | 24017.04 | 0 | 0 | 2008.34 | 2008.34 | 0 | 113542.099 | 0 | 0 | 0 | 1707.089 | 0
2022030519 | 7 | 0.5348 | 53480 | 0.39197 | 20382.44 | 0.06636 | 5906.04 | 1 | 5000 | 20382.44 | 5906.04 | 0 | 0 | 0 | 0 | 22191.52 | 91350.579 | 22191.52 | 0 | 0 | 0 | 0
2022030520 | 7 | 0.53641 | 53641 | 0.35404 | 18410.08 | 0 | 0 | 1 | 5000 | 18410.08 | 0 | 0 | 0 | 0 | 0 | 30230.92 | 61119.659 | 30230.92 | 0 | 0 | 0 | 0
2022030521 | 7 | 0.52337 | 52337 | 0.34292 | 17831.84 | 0 | 0 | 1 | 5000 | 17831.84 | 0 | 0 | 0 | 0 | 0 | 29505.16 | 31614.499 | 29505.16 | 0 | 0 | 0 | 0
2022030522 | 7 | 0.50941 | 50941 | 0.3571 | 18569.2 | 0 | 0 | 1 | 5000 | 18569.2 | 0 | 0 | 0 | 0 | 0 | 27371.8 | 4242.699 | 27371.8 | 0 | 0 | 0 | 0
2022030523 | 7 | 0.4923 | 49230 | 0.40762 | 21196.24 | 0 | 0 | 1 | 5000 | 21196.24 | 0 | 0 | 0 | 0 | 0 | 23033.76 | 0 | 4242.699 | 0 | 0 | 0 | 18791.061
2022030524 | 7 | 0.47398 | 47398 | 0.51389 | 26722.28 | 0 | 0 | 1 | 5000 | 26722.28 | 0 | 0 | 0 | 0 | 0 | 15675.72 | 0 | 0 | 0 | 0 | 0 | 15675.72
2022030601 | 1 | 0.45575 | 45575 | 0.59235 | 30802.2 | 0 | 0 | 1 | 5000 | 30802.2 | 0 | 0 | 0 | 0 | 0 | 9772.8 | 0 | 0 | 0 | 0 | 0 | 9772.8
2022030602 | 1 | 0.43988 | 43988 | 0.60972 | 31705.44 | 0 | 0 | 1 | 5000 | 31705.44 | 0 | 0 | 0 | 0 | 0 | 7282.56 | 0 | 0 | 0 | 0 | 0 | 7282.56
2022030603 | 1 | 0.42897 | 42897 | 0.60705 | 31566.6 | 0 | 0 | 1 | 5000 | 31566.6 | 0 | 0 | 0 | 0 | 0 | 6330.4 | 0 | 0 | 0 | 0 | 0 | 6330.4
2022030604 | 1 | 0.42184 | 42184 | 0.59932 | 31164.64 | 0 | 0 | 1 | 5000 | 31164.64 | 0 | 0 | 0 | 0 | 0 | 6019.36 | 0 | 0 | 0 | 0 | 0 | 6019.36
2022030605 | 1 | 0.41913 | 41913 | 0.58424 | 30380.48 | 0 | 0 | 1 | 5000 | 30380.48 | 0 | 0 | 0 | 0 | 0 | 6532.52 | 0 | 0 | 0 | 0 | 0 | 6532.52
2022030606 | 1 | 0.42133 | 42133 | 0.57657 | 29981.64 | 0 | 0 | 1 | 5000 | 29981.64 | 0 | 0 | 0 | 0 | 0 | 7151.36 | 0 | 0 | 0 | 0 | 0 | 7151.36
2022030607 | 1 | 0.42766 | 42766 | 0.5523 | 28719.6 | 0 | 0 | 1 | 5000 | 28719.6 | 0 | 0 | 0 | 0 | 0 | 9046.4 | 0 | 0 | 0 | 0 | 0 | 9046.4
2022030608 | 1 | 0.43713 | 43713 | 0.56147 | 29196.44 | 0.03339 | 2971.71 | 1 | 5000 | 29196.44 | 2971.71 | 0 | 0 | 0 | 0 | 6544.85 | 0 | 0 | 0 | 0 | 0 | 6544.85
2022030609 | 1 | 0.46321 | 46321 | 0.56812 | 29542.24 | 0.2423 | 21564.7 | 1 | 5000 | 29542.24 | 11778.76 | 0 | 0 | 9785.94 | 9785.94 | 0 | 8318.049 | 0 | 0 | 0 | 8318.049 | 0
2022030610 | 1 | 0.48839 | 48839 | 0.55321 | 28766.92 | 0.38015 | 33833.35 | 1 | 5000 | 28766.92 | 15072.08 | 0 | 0 | 18761.27 | 18761.27 | 0 | 24265.1285 | 0 | 0 | 0 | 15947.0795 | 0
2022030611 | 1 | 0.50742 | 50742 | 0.49998 | 25998.96 | 0.53907 | 47977.23 | 1 | 5000 | 25998.96 | 19743.04 | 0 | 0 | 28234.19 | 28234.19 | 0 | 48264.19 | 0 | 0 | 0 | 23999.0615 | 0
2022030612 | 1 | 0.52195 | 52195 | 0.46715 | 24291.8 | 0.57447 | 51127.83 | 1 | 5000 | 24291.8 | 22903.2 | 0 | 0 | 28224.63 | 28224.63 | 0 | 72255.1255 | 0 | 0 | 0 | 23990.9355 | 0
2022030613 | 1 | 0.53169 | 53169 | 0.44321 | 23046.92 | 0.60779 | 54093.31 | 1 | 5000 | 23046.92 | 25122.08 | 0 | 0 | 28971.23 | 28971.23 | 0 | 96880.671 | 0 | 0 | 0 | 24625.5455 | 0
2022030614 | 1 | 0.53815 | 53815 | 0.43799 | 22775.48 | 0.60983 | 54274.87 | 1 | 5000 | 22775.48 | 26039.52 | 0 | 0 | 28235.35 | 28235.35 | 0 | 120880.7185 | 0 | 0 | 0 | 24000.0475 | 0
2022030615 | 1 | 0.54081 | 54081 | 0.45822 | 23827.44 | 0.58489 | 52055.21 | 1 | 5000 | 23827.44 | 25253.56 | 0 | 0 | 26801.65 | 26801.65 | 0 | 143662.121 | 0 | 0 | 0 | 22781.4025 | 0
2022030616 | 1 | 0.54364 | 54364 | 0.50932 | 26484.64 | 0.44288 | 39416.32 | 1 | 5000 | 26484.64 | 22879.36 | 0 | 0 | 16536.96 | 16536.96 | 0 | 157718.537 | 0 | 0 | 0 | 14056.416 | 0
2022030617 | 1 | 0.54663 | 54663 | 0.5513 | 28667.6 | 0.30234 | 26908.26 | 1 | 5000 | 28667.6 | 20995.4 | 0 | 0 | 5912.86 | 5912.86 | 0 | 162744.468 | 0 | 0 | 0 | 5025.931 | 0
2022030618 | 1 | 0.54758 | 54758 | 0.57796 | 30053.92 | 0.17566 | 15633.74 | 1 | 5000 | 30053.92 | 15633.74 | 0 | 0 | 0 | 0 | 4070.34 | 158674.128 | 4070.34 | 0 | 0 | 0 | 0
2022030619 | 1 | 0.55224 | 55224 | 0.59825 | 31109 | 0.04334 | 3857.26 | 1 | 5000 | 31109 | 3857.26 | 0 | 0 | 0 | 0 | 15257.74 | 143416.388 | 15257.74 | 0 | 0 | 0 | 0
2022030620 | 1 | 0.55865 | 55865 | 0.61169 | 31807.88 | 0 | 0 | 1 | 5000 | 31807.88 | 0 | 0 | 0 | 0 | 0 | 19057.12 | 124359.268 | 19057.12 | 0 | 0 | 0 | 0
2022030621 | 1 | 0.55027 | 55027 | 0.61908 | 32192.16 | 0 | 0 | 1 | 5000 | 32192.16 | 0 | 0 | 0 | 0 | 0 | 17834.84 | 106524.428 | 17834.84 | 0 | 0 | 0 | 0
2022030622 | 1 | 0.53396 | 53396 | 0.6038 | 31397.6 | 0 | 0 | 1 | 5000 | 31397.6 | 0 | 0 | 0 | 0 | 0 | 16998.4 | 89526.028 | 16998.4 | 0 | 0 | 0 | 0
2022030623 | 1 | 0.50962 | 50962 | 0.59062 | 30712.24 | 0 | 0 | 1 | 5000 | 30712.24 | 0 | 0 | 0 | 0 | 0 | 15249.76 | 74276.268 | 15249.76 | 0 | 0 | 0 | 0
2022030624 | 1 | 0.48314 | 48314 | 0.58724 | 30536.48 | 0 | 0 | 1 | 5000 | 30536.48 | 0 | 0 | 0 | 0 | 0 | 12777.52 | 61498.748 | 12777.52 | 0 | 0 | 0 | 0
2022030701 | 2 | 0.46147 | 46147 | 0.58102 | 30213.04 | 0 | 0 | 1 | 5000 | 30213.04 | 0 | 0 | 0 | 0 | 0 | 10933.96 | 50564.788 | 10933.96 | 0 | 0 | 0 | 0
2022030702 | 2 | 0.4478 | 44780 | 0.58907 | 30631.64 | 0 | 0 | 1 | 5000 | 30631.64 | 0 | 0 | 0 | 0 | 0 | 9148.36 | 41416.428 | 9148.36 | 0 | 0 | 0 | 0
2022030703 | 2 | 0.44169 | 44169 | 0.5916 | 30763.2 | 0 | 0 | 1 | 5000 | 30763.2 | 0 | 0 | 0 | 0 | 0 | 8405.8 | 33010.628 | 8405.8 | 0 | 0 | 0 | 0
2022030704 | 2 | 0.44539 | 44539 | 0.58908 | 30632.16 | 0 | 0 | 1 | 5000 | 30632.16 | 0 | 0 | 0 | 0 | 0 | 8906.84 | 24103.788 | 8906.84 | 0 | 0 | 0 | 0
2022030705 | 2 | 0.45776 | 45776 | 0.57555 | 29928.6 | 0 | 0 | 1 | 5000 | 29928.6 | 0 | 0 | 0 | 0 | 0 | 10847.4 | 13256.388 | 10847.4 | 0 | 0 | 0 | 0
2022030706 | 2 | 0.48621 | 48621 | 0.54722 | 28455.44 | 0 | 0 | 1 | 5000 | 28455.44 | 0 | 0 | 0 | 0 | 0 | 15165.56 | 0 | 13256.388 | 0 | 0 | 0 | 1909.172
2022030707 | 2 | 0.53334 | 53334 | 0.53052 | 27587.04 | 0 | 0 | 1 | 5000 | 27587.04 | 0 | 0 | 0 | 0 | 0 | 20746.96 | 0 | 0 | 0 | 0 | 0 | 20746.96
2022030708 | 2 | 0.56127 | 56127 | 0.53473 | 27805.96 | 0.06254 | 5566.06 | 1 | 5000 | 27805.96 | 5566.06 | 0 | 0 | 0 | 0 | 17754.98 | 0 | 0 | 0 | 0 | 0 | 17754.98
2022030709 | 2 | 0.57557 | 57557 | 0.5232 | 27206.4 | 0.3588 | 31933.2 | 1 | 5000 | 27206.4 | 25350.6 | 0 | 0 | 6582.6 | 6582.6 | 0 | 5595.21 | 0 | 0 | 0 | 5595.21 | 0
2022030710 | 2 | 0.58428 | 58428 | 0.54662 | 28424.24 | 0.346 | 30794 | 1 | 5000 | 28424.24 | 25003.76 | 0 | 0 | 5790.24 | 5790.24 | 0 | 10516.914 | 0 | 0 | 0 | 4921.704 | 0
2022030711 | 2 | 0.58566 | 58566 | 0.48798 | 25374.96 | 0.55163 | 49095.07 | 1 | 5000 | 25374.96 | 28191.04 | 0 | 0 | 20904.03 | 20904.03 | 0 | 28285.3395 | 0 | 0 | 0 | 17768.4255 | 0
2022030712 | 2 | 0.58084 | 58084 | 0.42359 | 22026.68 | 0.71908 | 63998.12 | 1 | 5000 | 22026.68 | 31057.32 | 0 | 0 | 32940.8 | 32940.8 | 0 | 56285.0195 | 0 | 0 | 0 | 27999.68 | 0
2022030713 | 2 | 0.57063 | 57063 | 0.34414 | 17895.28 | 0.72571 | 64588.19 | 1 | 5000 | 17895.28 | 34167.72 | 0 | 0 | 30420.47 | 30420.47 | 0 | 82142.419 | 0 | 0 | 0 | 25857.3995 | 0
2022030714 | 2 | 0.55877 | 55877 | 0.29431 | 15304.12 | 0.72021 | 64098.69 | 1 | 5000 | 15304.12 | 35572.88 | 0 | 0 | 28525.81 | 28525.81 | 0 | 106389.3575 | 0 | 0 | 0 | 24246.9385 | 0
2022030715 | 2 | 0.54528 | 54528 | 0.26133 | 13589.16 | 0.70853 | 63059.17 | 1 | 5000 | 13589.16 | 35938.84 | 0 | 0 | 27120.33 | 27120.33 | 0 | 129441.638 | 0 | 0 | 0 | 23052.2805 | 0
2022030716 | 2 | 0.53646 | 53646 | 0.24966 | 12982.32 | 0.6847 | 60938.3 | 1 | 5000 | 12982.32 | 35663.68 | 0 | 0 | 25274.62 | 25274.62 | 0 | 150925.065 | 0 | 0 | 0 | 21483.427 | 0
2022030717 | 2 | 0.53922 | 53922 | 0.23996 | 12477.92 | 0.61789 | 54992.21 | 1 | 5000 | 12477.92 | 36444.08 | 0 | 0 | 18548.13 | 18548.13 | 0 | 166690.9755 | 0 | 0 | 0 | 15765.9105 | 0
2022030718 | 2 | 0.55048 | 55048 | 0.23269 | 12099.88 | 0.39526 | 35178.14 | 1 | 5000 | 12099.88 | 35178.14 | 0 | 0 | 0 | 0 | 2769.98 | 163920.9955 | 2769.98 | 0 | 0 | 0 | 1.4552e-11
2022030719 | 2 | 0.57804 | 57804 | 0.21848 | 11360.96 | 0.05446 | 4846.94 | 1 | 5000 | 11360.96 | 4846.94 | 0 | 0 | 0 | 0 | 36596.1 | 127324.8955 | 36596.1 | 0 | 0 | 0 | 0
2022030720 | 2 | 0.59508 | 59508 | 0.23938 | 12447.76 | 0 | 0 | 1 | 5000 | 12447.76 | 0 | 0 | 0 | 0 | 0 | 42060.24 | 85264.6555 | 42060.24 | 0 | 0 | 0 | 0
2022030721 | 2 | 0.5912 | 59120 | 0.28581 | 14862.12 | 0 | 0 | 1 | 5000 | 14862.12 | 0 | 0 | 0 | 0 | 0 | 39257.88 | 46006.7755 | 39257.88 | 0 | 0 | 0 | 0
2022030722 | 2 | 0.57558 | 57558 | 0.31566 | 16414.32 | 0 | 0 | 1 | 5000 | 16414.32 | 0 | 0 | 0 | 0 | 0 | 36143.68 | 9863.0955 | 36143.68 | 0 | 0 | 0 | 0
2022030723 | 2 | 0.55093 | 55093 | 0.3402 | 17690.4 | 0 | 0 | 1 | 5000 | 17690.4 | 0 | 0 | 0 | 0 | 0 | 32402.6 | 0 | 9863.0955 | 0 | 0 | 0 | 22539.5045
2022030724 | 2 | 0.52836 | 52836 | 0.3368 | 17513.6 | 0 | 0 | 1 | 5000 | 17513.6 | 0 | 0 | 0 | 0 | 0 | 30322.4 | 0 | 0 | 0 | 0 | 0 | 30322.4
2022030801 | 3 | 0.51421 | 51421 | 0.2903 | 15095.6 | 0 | 0 | 1 | 5000 | 15095.6 | 0 | 0 | 0 | 0 | 0 | 31325.4 | 0 | 0 | 0 | 0 | 0 | 31325.4
2022030802 | 3 | 0.51001 | 51001 | 0.25647 | 13336.44 | 0 | 0 | 1 | 5000 | 13336.44 | 0 | 0 | 0 | 0 | 0 | 32664.56 | 0 | 0 | 0 | 0 | 0 | 32664.56
2022030803 | 3 | 0.50831 | 50831 | 0.23747 | 12348.44 | 0 | 0 | 1 | 5000 | 12348.44 | 0 | 0 | 0 | 0 | 0 | 33482.56 | 0 | 0 | 0 | 0 | 0 | 33482.56
2022030804 | 3 | 0.51442 | 51442 | 0.21295 | 11073.4 | 0 | 0 | 1 | 5000 | 11073.4 | 0 | 0 | 0 | 0 | 0 | 35368.6 | 0 | 0 | 0 | 0 | 0 | 35368.6
2022030805 | 3 | 0.53039 | 53039 | 0.21253 | 11051.56 | 0 | 0 | 1 | 5000 | 11051.56 | 0 | 0 | 0 | 0 | 0 | 36987.44 | 0 | 0 | 0 | 0 | 0 | 36987.44
2022030806 | 3 | 0.56359 | 56359 | 0.2047 | 10644.4 | 0 | 0 | 1 | 5000 | 10644.4 | 0 | 0 | 0 | 0 | 0 | 40714.6 | 0 | 0 | 0 | 0 | 0 | 40714.6
2022030807 | 3 | 0.61356 | 61356 | 0.17261 | 8975.72 | 0.00022 | 19.58 | 1 | 5000 | 8975.72 | 19.58 | 0 | 0 | 0 | 0 | 47360.7 | 0 | 0 | 0 | 0 | 0 | 47360.7
2022030808 | 3 | 0.63452 | 63452 | 0.1426 | 7415.2 | 0.03867 | 3441.63 | 1 | 5000 | 7415.2 | 3441.63 | 0 | 0 | 0 | 0 | 47595.17 | 0 | 0 | 0 | 0 | 0 | 47595.17
2022030809 | 3 | 0.63481 | 63481 | 0.09499 | 4939.48 | 0.31248 | 27810.72 | 1 | 5000 | 4939.48 | 27810.72 | 0 | 0 | 0 | 0 | 25730.8 | 0 | 0 | 0 | 0 | 0 | 25730.8
2022030810 | 3 | 0.63543 | 63543 | 0.06731 | 3500.12 | 0.52608 | 46821.12 | 1 | 5000 | 3500.12 | 46821.12 | 0 | 0 | 0 | 0 | 8221.76 | 0 | 0 | 0 | 0 | 0 | 8221.76
2022030811 | 3 | 0.63482 | 63482 | 0.04975 | 2587 | 0.61028 | 54314.92 | 1 | 5000 | 2587 | 54314.92 | 0 | 0 | 0 | 0 | 1580.08 | 0 | 0 | 0 | 0 | 0 | 1580.08
2022030812 | 3 | 0.62582 | 62582 | 0.05449 | 2833.48 | 0.67233 | 59837.37 | 1 | 5000 | 2833.48 | 54748.52 | 0 | 0 | 5088.85 | 5088.85 | 0 | 4325.5225 | 0 | 0 | 0 | 4325.5225 | 0
2022030813 | 3 | 0.61313 | 61313 | 0.06465 | 3361.8 | 0.71247 | 63409.83 | 1 | 5000 | 3361.8 | 52951.2 | 0 | 0 | 10458.63 | 10458.63 | 0 | 13215.358 | 0 | 0 | 0 | 8889.8355 | 0
2022030814 | 3 | 0.59988 | 59988 | 0.06105 | 3174.6 | 0.73189 | 65138.21 | 1 | 5000 | 3174.6 | 51813.4 | 0 | 0 | 13324.81 | 13324.81 | 0 | 24541.4465 | 0 | 0 | 0 | 11326.0885 | 0
2022030815 | 3 | 0.58113 | 58113 | 0.05588 | 2905.76 | 0.74468 | 66276.52 | 1 | 5000 | 2905.76 | 50207.24 | 0 | 0 | 16069.28 | 16069.28 | 0 | 38200.3345 | 0 | 0 | 0 | 13658.888 | 0
2022030816 | 3 | 0.56782 | 56782 | 0.06793 | 3532.36 | 0.75731 | 67400.59 | 1 | 5000 | 3532.36 | 48249.64 | 0 | 0 | 19150.95 | 19150.95 | 0 | 54478.642 | 0 | 0 | 0 | 16278.3075 | 0
2022030817 | 3 | 0.56452 | 56452 | 0.07857 | 4085.64 | 0.7652 | 68102.8 | 1 | 5000 | 4085.64 | 47366.36 | 0 | 0 | 20736.44 | 20736.44 | 0 | 72104.616 | 0 | 0 | 0 | 17625.974 | 0
2022030818 | 3 | 0.57277 | 57277 | 0.07134 | 3709.68 | 0.54073 | 48124.97 | 1 | 5000 | 3709.68 | 48124.97 | 0 | 0 | 0 | 0 | 442.35 | 71662.266 | 442.35 | 0 | 0 | 0 | 0
2022030819 | 3 | 0.5976 | 59760 | 0.05743 | 2986.36 | 0.07921 | 7049.69 | 1 | 5000 | 2986.36 | 7049.69 | 0 | 0 | 0 | 0 | 44723.95 | 26938.316 | 44723.95 | 0 | 0 | 0 | 0
2022030820 | 3 | 0.61823 | 61823 | 0.07197 | 3742.44 | 0 | 0 | 1 | 5000 | 3742.44 | 0 | 0 | 0 | 0 | 0 | 53080.56 | 0 | 26938.316 | 0 | 0 | 0 | 26142.244
2022030821 | 3 | 0.61825 | 61825 | 0.10392 | 5403.84 | 0 | 0 | 1 | 5000 | 5403.84 | 0 | 0 | 0 | 0 | 0 | 51421.16 | 0 | 0 | 0 | 0 | 0 | 51421.16
2022030822 | 3 | 0.60639 | 60639 | 0.15205 | 7906.6 | 0 | 0 | 1 | 5000 | 7906.6 | 0 | 0 | 0 | 0 | 0 | 47732.4 | 0 | 0 | 0 | 0 | 0 | 47732.4
2022030823 | 3 | 0.58414 | 58414 | 0.18293 | 9512.36 | 0 | 0 | 1 | 5000 | 9512.36 | 0 | 0 | 0 | 0 | 0 | 43901.64 | 0 | 0 | 0 | 0 | 0 | 43901.64
2022030824 | 3 | 0.56298 | 56298 | 0.21121 | 10982.92 | 0 | 0 | 1 | 5000 | 10982.92 | 0 | 0 | 0 | 0 | 0 | 40315.08 | 0 | 0 | 0 | 0 | 0 | 40315.08
2022030901 | 4 | 0.55161 | 55161 | 0.21483 | 11171.16 | 0 | 0 | 1 | 5000 | 11171.16 | 0 | 0 | 0 | 0 | 0 | 38989.84 | 0 | 0 | 0 | 0 | 0 | 38989.84
2022030902 | 4 | 0.54762 | 54762 | 0.19616 | 10200.32 | 0 | 0 | 1 | 5000 | 10200.32 | 0 | 0 | 0 | 0 | 0 | 39561.68 | 0 | 0 | 0 | 0 | 0 | 39561.68
2022030903 | 4 | 0.55008 | 55008 | 0.18747 | 9748.44 | 0 | 0 | 1 | 5000 | 9748.44 | 0 | 0 | 0 | 0 | 0 | 40259.56 | 0 | 0 | 0 | 0 | 0 | 40259.56
2022030904 | 4 | 0.55861 | 55861 | 0.20136 | 10470.72 | 0 | 0 | 1 | 5000 | 10470.72 | 0 | 0 | 0 | 0 | 0 | 40390.28 | 0 | 0 | 0 | 0 | 0 | 40390.28
2022030905 | 4 | 0.57496 | 57496 | 0.21275 | 11063 | 0 | 0 | 1 | 5000 | 11063 | 0 | 0 | 0 | 0 | 0 | 41433 | 0 | 0 | 0 | 0 | 0 | 41433
2022030906 | 4 | 0.61281 | 61281 | 0.23315 | 12123.8 | 0 | 0 | 1 | 5000 | 12123.8 | 0 | 0 | 0 | 0 | 0 | 44157.2 | 0 | 0 | 0 | 0 | 0 | 44157.2
2022030907 | 4 | 0.66254 | 66254 | 0.25016 | 13008.32 | 0.0003 | 26.7 | 1 | 5000 | 13008.32 | 26.7 | 0 | 0 | 0 | 0 | 48218.98 | 0 | 0 | 0 | 0 | 0 | 48218.98
2022030908 | 4 | 0.67374 | 67374 | 0.24927 | 12962.04 | 0.12182 | 10841.98 | 1 | 5000 | 12962.04 | 10841.98 | 0 | 0 | 0 | 0 | 38569.98 | 0 | 0 | 0 | 0 | 0 | 38569.98
2022030909 | 4 | 0.64659 | 64659 | 0.20067 | 10434.84 | 0.63016 | 56084.24 | 1 | 5000 | 10434.84 | 49224.16 | 0 | 0 | 6860.08 | 6860.08 | 0 | 5831.068 | 0 | 0 | 0 | 5831.068 | 0
2022030910 | 4 | 0.61669 | 61669 | 0.21691 | 11279.32 | 0.83956 | 74720.84 | 1 | 5000 | 11279.32 | 45389.68 | 0 | 0 | 29331.16 | 29331.16 | 0 | 30762.554 | 0 | 0 | 0 | 24931.486 | 0
2022030911 | 4 | 0.59148 | 59148 | 0.25386 | 13200.72 | 0.84661 | 75348.29 | 1 | 5000 | 13200.72 | 40947.28 | 0 | 0 | 34401.01 | 34401.01 | 0 | 60003.4125 | 0 | 0 | 0 | 29240.8585 | 0
2022030912 | 4 | 0.56686 | 56686 | 0.26458 | 13758.16 | 0.84373 | 75091.97 | 1 | 5000 | 13758.16 | 37927.84 | 0 | 0 | 37164.13 | 37164.13 | 0 | 91592.923 | 0 | 0 | 0 | 31589.5105 | 0
2022030913 | 4 | 0.54548 | 54548 | 0.27198 | 14142.96 | 0.84192 | 74930.88 | 1 | 5000 | 14142.96 | 35405.04 | 0 | 0 | 39525.84 | 39525.84 | 0 | 125189.887 | 0 | 0 | 0 | 33596.964 | 0
2022030914 | 4 | 0.52871 | 52871 | 0.28376 | 14755.52 | 0.81994 | 72974.66 | 1 | 5000 | 14755.52 | 33115.48 | 0 | 0 | 39859.18 | 39859.18 | 0 | 159070.19 | 0 | 0 | 0 | 33880.303 | 0
2022030915 | 4 | 0.51593 | 51593 | 0.29848 | 15520.96 | 0.76654 | 68222.06 | 1 | 5000 | 15520.96 | 31072.04 | 0 | 0 | 37150.02 | 37150.02 | 0 | 190647.707 | 0 | 0 | 0 | 31577.517 | 0
2022030916 | 4 | 0.50885 | 50885 | 0.31893 | 16584.36 | 0.70864 | 63068.96 | 1 | 5000 | 16584.36 | 29300.64 | 0 | 0 | 33768.32 | 33768.32 | 0 | 200000 | 0 | 0 | 0 | 9352.293 | 0
2022030917 | 4 | 0.50836 | 50836 | 0.34416 | 17896.32 | 0.61793 | 54995.77 | 1 | 5000 | 17896.32 | 27939.68 | 0 | 0 | 27056.09 | 27056.09 | 0 | 200000 | 0 | 0 | 0 | 0 | 0
2022030918 | 4 | 0.51502 | 51502 | 0.3575 | 18590 | 0.44183 | 39322.87 | 1 | 5000 | 18590 | 27912 | 0 | 0 | 11410.87 | 11410.87 | 0 | 200000 | 0 | 0 | 0 | 0 | 0
2022030919 | 4 | 0.53396 | 53396 | 0.40412 | 21014.24 | 0.08058 | 7171.62 | 1 | 5000 | 21014.24 | 7171.62 | 0 | 0 | 0 | 0 | 20210.14 | 179789.86 | 20210.14 | 0 | 0 | 0 | 0
2022030920 | 4 | 0.55581 | 55581 | 0.47314 | 24603.28 | 0 | 0 | 1 | 5000 | 24603.28 | 0 | 0 | 0 | 0 | 0 | 25977.72 | 153812.14 | 25977.72 | 0 | 0 | 0 | 0
2022030921 | 4 | 0.5607 | 56070 | 0.50879 | 26457.08 | 0 | 0 | 1 | 5000 | 26457.08 | 0 | 0 | 0 | 0 | 0 | 24612.92 | 129199.22 | 24612.92 | 0 | 0 | 0 | 0
2022030922 | 4 | 0.55328 | 55328 | 0.52855 | 27484.6 | 0 | 0 | 1 | 5000 | 27484.6 | 0 | 0 | 0 | 0 | 0 | 22843.4 | 106355.82 | 22843.4 | 0 | 0 | 0 | 0
2022030923 | 4 | 0.53456 | 53456 | 0.51672 | 26869.44 | 0 | 0 | 1 | 5000 | 26869.44 | 0 | 0 | 0 | 0 | 0 | 21586.56 | 84769.26 | 21586.56 | 0 | 0 | 0 | 0
2022030924 | 4 | 0.5165 | 51650 | 0.50479 | 26249.08 | 0 | 0 | 1 | 5000 | 26249.08 | 0 | 0 | 0 | 0 | 0 | 20400.92 | 64368.34 | 20400.92 | 0 | 0 | 0 | 0
2022031001 | 5 | 0.50665 | 50665 | 0.48839 | 25396.28 | 0 | 0 | 1 | 5000 | 25396.28 | 0 | 0 | 0 | 0 | 0 | 20268.72 | 44099.62 | 20268.72 | 0 | 0 | 0 | 0
2022031002 | 5 | 0.50414 | 50414 | 0.48083 | 25003.16 | 0 | 0 | 1 | 5000 | 25003.16 | 0 | 0 | 0 | 0 | 0 | 20410.84 | 23688.78 | 20410.84 | 0 | 0 | 0 | 0
2022031003 | 5 | 0.5064 | 50640 | 0.47621 | 24762.92 | 0 | 0 | 1 | 5000 | 24762.92 | 0 | 0 | 0 | 0 | 0 | 20877.08 | 2811.7 | 20877.08 | 0 | 0 | 0 | 0
2022031004 | 5 | 0.51519 | 51519 | 0.48218 | 25073.36 | 0 | 0 | 1 | 5000 | 25073.36 | 0 | 0 | 0 | 0 | 0 | 21445.64 | 0 | 2811.7 | 0 | 0 | 0 | 18633.94
2022031005 | 5 | 0.531 | 53100 | 0.4818 | 25053.6 | 0 | 0 | 1 | 5000 | 25053.6 | 0 | 0 | 0 | 0 | 0 | 23046.4 | 0 | 0 | 0 | 0 | 0 | 23046.4
2022031006 | 5 | 0.56573 | 56573 | 0.47837 | 24875.24 | 0 | 0 | 1 | 5000 | 24875.24 | 0 | 0 | 0 | 0 | 0 | 26697.76 | 0 | 0 | 0 | 0 | 0 | 26697.76
2022031007 | 5 | 0.6154 | 61540 | 0.47616 | 24760.32 | 0.00062 | 55.18 | 1 | 5000 | 24760.32 | 55.18 | 0 | 0 | 0 | 0 | 31724.5 | 0 | 0 | 0 | 0 | 0 | 31724.5
2022031008 | 5 | 0.62219 | 62219 | 0.46099 | 23971.48 | 0.12689 | 11293.21 | 1 | 5000 | 23971.48 | 11293.21 | 0 | 0 | 0 | 0 | 21954.31 | 0 | 0 | 0 | 0 | 0 | 21954.31
2022031009 | 5 | 0.59258 | 59258 | 0.33851 | 17602.52 | 0.57646 | 51304.94 | 1 | 5000 | 17602.52 | 36655.48 | 0 | 0 | 14649.46 | 14649.46 | 0 | 12452.041 | 0 | 0 | 0 | 12452.041 | 0
2022031010 | 5 | 0.56525 | 56525 | 0.26076 | 13559.52 | 0.8255 | 73469.5 | 1 | 5000 | 13559.52 | 37965.48 | 0 | 0 | 35504.02 | 35504.02 | 0 | 42630.458 | 0 | 0 | 0 | 30178.417 | 0
2022031011 | 5 | 0.54172 | 54172 | 0.21999 | 11439.48 | 0.87172 | 77583.08 | 1 | 5000 | 11439.48 | 37732.52 | 0 | 0 | 39850.56 | 39850.56 | 0 | 76503.434 | 0 | 0 | 0 | 33872.976 | 0
2022031012 | 5 | 0.52319 | 52319 | 0.17012 | 8846.24 | 0.86699 | 77162.11 | 1 | 5000 | 8846.24 | 38472.76 | 0 | 0 | 38689.35 | 38689.35 | 0 | 109389.3815 | 0 | 0 | 0 | 32885.9475 | 0
2022031013 | 5 | 0.50615 | 50615 | 0.13589 | 7066.28 | 0.86204 | 76721.56 | 1 | 5000 | 7066.28 | 38548.72 | 0 | 0 | 38172.84 | 38172.84 | 0 | 141836.2955 | 0 | 0 | 0 | 32446.914 | 0
2022031014 | 5 | 0.49861 | 49861 | 0.13832 | 7192.64 | 0.85597 | 76181.33 | 1 | 5000 | 7192.64 | 37668.36 | 0 | 0 | 38512.97 | 38512.97 | 0 | 174572.32 | 0 | 0 | 0 | 32736.0245 | 0
2022031015 | 5 | 0.4953 | 49530 | 0.15514 | 8067.28 | 0.85786 | 76349.54 | 1 | 5000 | 8067.28 | 36462.72 | 0 | 0 | 39886.82 | 39886.82 | 0 | 200000 | 0 | 0 | 0 | 25427.68 | 0
2022031016 | 5 | 0.4962 | 49620 | 0.19481 | 10130.12 | 0.85921 | 76469.69 | 1 | 5000 | 10130.12 | 34489.88 | 0 | 0 | 41979.81 | 41979.81 | 0 | 200000 | 0 | 0 | 0 | 0 | 0
2022031017 | 5 | 0.50152 | 50152 | 0.24127 | 12546.04 | 0.82561 | 73479.29 | 1 | 5000 | 12546.04 | 32605.96 | 0 | 0 | 40873.33 | 40873.33 | 0 | 200000 | 0 | 0 | 0 | 0 | 0
2022031018 | 5 | 0.50583 | 50583 | 0.31135 | 16190.2 | 0.53783 | 47866.87 | 1 | 5000 | 16190.2 | 29392.8 | 0 | 0 | 18474.07 | 18474.07 | 0 | 200000 | 0 | 0 | 0 | 0 | 0
2022031019 | 5 | 0.5172 | 51720 | 0.43306 | 22519.12 | 0.08305 | 7391.45 | 1 | 5000 | 22519.12 | 7391.45 | 0 | 0 | 0 | 0 | 16809.43 | 183190.57 | 16809.43 | 0 | 0 | 0 | 0
2022031020 | 5 | 0.5315 | 53150 | 0.49196 | 25581.92 | 0 | 0 | 1 | 5000 | 25581.92 | 0 | 0 | 0 | 0 | 0 | 22568.08 | 160622.49 | 22568.08 | 0 | 0 | 0 | 0
2022031021 | 5 | 0.52845 | 52845 | 0.50396 | 26205.92 | 0 | 0 | 1 | 5000 | 26205.92 | 0 | 0 | 0 | 0 | 0 | 21639.08 | 138983.41 | 21639.08 | 0 | 0 | 0 | 0
2022031022 | 5 | 0.51722 | 51722 | 0.51279 | 26665.08 | 0 | 0 | 1 | 5000 | 26665.08 | 0 | 0 | 0 | 0 | 0 | 20056.92 | 118926.49 | 20056.92 | 0 | 0 | 0 | 0
2022031023 | 5 | 0.49707 | 49707 | 0.51703 | 26885.56 | 0 | 0 | 1 | 5000 | 26885.56 | 0 | 0 | 0 | 0 | 0 | 17821.44 | 101105.05 | 17821.44 | 0 | 0 | 0 | 0
2022031024 | 5 | 0.47648 | 47648 | 0.52142 | 27113.84 | 0 | 0 | 1 | 5000 | 27113.84 | 0 | 0 | 0 | 0 | 0 | 15534.16 | 85570.89 | 15534.16 | 0 | 0 | 0 | 0
2022031101 | 6 | 0.46239 | 46239 | 0.52009 | 27044.68 | 0 | 0 | 1 | 5000 | 27044.68 | 0 | 0 | 0 | 0 | 0 | 14194.32 | 71376.57 | 14194.32 | 0 | 0 | 0 | 0
2022031102 | 6 | 0.45856 | 45856 | 0.54613 | 28398.76 | 0 | 0 | 1 | 5000 | 28398.76 | 0 | 0 | 0 | 0 | 0 | 12457.24 | 58919.33 | 12457.24 | 0 | 0 | 0 | 0
2022031103 | 6 | 0.46238 | 46238 | 0.55803 | 29017.56 | 0 | 0 | 1 | 5000 | 29017.56 | 0 | 0 | 0 | 0 | 0 | 12220.44 | 46698.89 | 12220.44 | 0 | 0 | 0 | 0
2022031104 | 6 | 0.47088 | 47088 | 0.56638 | 29451.76 | 0 | 0 | 1 | 5000 | 29451.76 | 0 | 0 | 0 | 0 | 0 | 12636.24 | 34062.65 | 12636.24 | 0 | 0 | 0 | 0
2022031105 | 6 | 0.48894 | 48894 | 0.57427 | 29862.04 | 0 | 0 | 1 | 5000 | 29862.04 | 0 | 0 | 0 | 0 | 0 | 14031.96 | 20030.69 | 14031.96 | 0 | 0 | 0 | 0
2022031106 | 6 | 0.52109 | 52109 | 0.58511 | 30425.72 | 0 | 0 | 1 | 5000 | 30425.72 | 0 | 0 | 0 | 0 | 0 | 16683.28 | 3347.41 | 16683.28 | 0 | 0 | 0 | 0
2022031107 | 6 | 0.56885 | 56885 | 0.58816 | 30584.32 | 0.00013 | 11.57 | 1 | 5000 | 30584.32 | 11.57 | 0 | 0 | 0 | 0 | 21289.11 | 0 | 3347.41 | 0 | 0 | 0 | 17941.7
2022031108 | 6 | 0.59363 | 59363 | 0.5779 | 30050.8 | 0.02259 | 2010.51 | 1 | 5000 | 30050.8 | 2010.51 | 0 | 0 | 0 | 0 | 22301.69 | 0 | 0 | 0 | 0 | 0 | 22301.69
2022031109 | 6 | 0.61026 | 61026 | 0.55473 | 28845.96 | 0.09864 | 8778.96 | 1 | 5000 | 28845.96 | 8778.96 | 0 | 0 | 0 | 0 | 18401.08 | 0 | 0 | 0 | 0 | 0 | 18401.08
2022031110 | 6 | 0.62521 | 62521 | 0.53383 | 27759.16 | 0.20709 | 18431.01 | 1 | 5000 | 27759.16 | 18431.01 | 0 | 0 | 0 | 0 | 11330.83 | 0 | 0 | 0 | 0 | 0 | 11330.83
2022031111 | 6 | 0.63451 | 63451 | 0.52538 | 27319.76 | 0.25365 | 22574.85 | 1 | 5000 | 27319.76 | 22574.85 | 0 | 0 | 0 | 0 | 8556.39 | 0 | 0 | 0 | 0 | 0 | 8556.39
2022031112 | 6 | 0.64017 | 64017 | 0.53019 | 27569.88 | 0.29184 | 25973.76 | 1 | 5000 | 27569.88 | 25973.76 | 0 | 0 | 0 | 0 | 5473.36 | 0 | 0 | 0 | 0 | 0 | 5473.36
2022031113 | 6 | 0.64267 | 64267 | 0.56463 | 29360.76 | 0.26331 | 23434.59 | 1 | 5000 | 29360.76 | 23434.59 | 0 | 0 | 0 | 0 | 6471.65 | 0 | 0 | 0 | 0 | 0 | 6471.65
2022031114 | 6 | 0.64649 | 64649 | 0.59379 | 30877.08 | 0.26258 | 23369.62 | 1 | 5000 | 30877.08 | 23369.62 | 0 | 0 | 0 | 0 | 5402.3 | 0 | 0 | 0 | 0 | 0 | 5402.3
2022031115 | 6 | 0.64562 | 64562 | 0.61712 | 32090.24 | 0.33662 | 29959.18 | 1 | 5000 | 32090.24 | 27471.76 | 0 | 0 | 2487.42 | 2487.42 | 0 | 2114.307 | 0 | 0 | 0 | 2114.307 | 0
2022031116 | 6 | 0.64232 | 64232 | 0.61959 | 32218.68 | 0.36958 | 32892.62 | 1 | 5000 | 32218.68 | 27013.32 | 0 | 0 | 5879.3 | 5879.3 | 0 | 7111.712 | 0 | 0 | 0 | 4997.405 | 0
2022031117 | 6 | 0.64437 | 64437 | 0.58591 | 30467.32 | 0.41179 | 36649.31 | 1 | 5000 | 30467.32 | 28969.68 | 0 | 0 | 7679.63 | 7679.63 | 0 | 13639.3975 | 0 | 0 | 0 | 6527.6855 | 0
2022031118 | 6 | 0.64957 | 64957 | 0.511 | 26572 | 0.42351 | 37692.39 | 1 | 5000 | 26572 | 33385 | 0 | 0 | 4307.39 | 4307.39 | 0 | 17300.679 | 0 | 0 | 0 | 3661.2815 | 0
2022031119 | 6 | 0.66566 | 66566 | 0.41237 | 21443.24 | 0.0877 | 7805.3 | 1 | 5000 | 21443.24 | 7805.3 | 0 | 0 | 0 | 0 | 32317.46 | 0 | 17300.679 | 0 | 0 | 0 | 15016.781
2022031120 | 6 | 0.6805 | 68050 | 0.35189 | 18298.28 | 0.00014 | 12.46 | 1 | 5000 | 18298.28 | 12.46 | 0 | 0 | 0 | 0 | 44739.26 | 0 | 0 | 0 | 0 | 0 | 44739.26
2022031121 | 6 | 0.67881 | 67881 | 0.34061 | 17711.72 | 0 | 0 | 1 | 5000 | 17711.72 | 0 | 0 | 0 | 0 | 0 | 45169.28 | 0 | 0 | 0 | 0 | 0 | 45169.28
2022031122 | 6 | 0.67327 | 67327 | 0.31626 | 16445.52 | 0 | 0 | 1 | 5000 | 16445.52 | 0 | 0 | 0 | 0 | 0 | 45881.48 | 0 | 0 | 0 | 0 | 0 | 45881.48
2022031123 | 6 | 0.66026 | 66026 | 0.29712 | 15450.24 | 0 | 0 | 1 | 5000 | 15450.24 | 0 | 0 | 0 | 0 | 0 | 45575.76 | 0 | 0 | 0 | 0 | 0 | 45575.76
2022031124 | 6 | 0.64638 | 64638 | 0.26548 | 13804.96 | 0 | 0 | 1 | 5000 | 13804.96 | 0 | 0 | 0 | 0 | 0 | 45833.04 | 0 | 0 | 0 | 0 | 0 | 45833.04
2022031201 | 7 | 0.63757 | 63757 | 0.23948 | 12452.96 | 0 | 0 | 1 | 5000 | 12452.96 | 0 | 0 | 0 | 0 | 0 | 46304.04 | 0 | 0 | 0 | 0 | 0 | 46304.04
2022031202 | 7 | 0.63475 | 63475 | 0.22912 | 11914.24 | 0 | 0 | 1 | 5000 | 11914.24 | 0 | 0 | 0 | 0 | 0 | 46560.76 | 0 | 0 | 0 | 0 | 0 | 46560.76
2022031203 | 7 | 0.63662 | 63662 | 0.23473 | 12205.96 | 0 | 0 | 1 | 5000 | 12205.96 | 0 | 0 | 0 | 0 | 0 | 46456.04 | 0 | 0 | 0 | 0 | 0 | 46456.04
2022031204 | 7 | 0.64209 | 64209 | 0.26439 | 13748.28 | 0 | 0 | 1 | 5000 | 13748.28 | 0 | 0 | 0 | 0 | 0 | 45460.72 | 0 | 0 | 0 | 0 | 0 | 45460.72
2022031205 | 7 | 0.65422 | 65422 | 0.28154 | 14640.08 | 0 | 0 | 1 | 5000 | 14640.08 | 0 | 0 | 0 | 0 | 0 | 45781.92 | 0 | 0 | 0 | 0 | 0 | 45781.92
2022031206 | 7 | 0.67367 | 67367 | 0.31864 | 16569.28 | 0 | 0 | 1 | 5000 | 16569.28 | 0 | 0 | 0 | 0 | 0 | 45797.72 | 0 | 0 | 0 | 0 | 0 | 45797.72
2022031207 | 7 | 0.69936 | 69936 | 0.36972 | 19225.44 | 0.00139 | 123.71 | 1 | 5000 | 19225.44 | 123.71 | 0 | 0 | 0 | 0 | 45586.85 | 0 | 0 | 0 | 0 | 0 | 45586.85
2022031208 | 7 | 0.70653 | 70653 | 0.40119 | 20861.88 | 0.17235 | 15339.15 | 1 | 5000 | 20861.88 | 15339.15 | 0 | 0 | 0 | 0 | 29451.97 | 0 | 0 | 0 | 0 | 0 | 29451.97
2022031209 | 7 | 0.68425 | 68425 | 0.36085 | 18764.2 | 0.72447 | 64477.83 | 1 | 5000 | 18764.2 | 44660.8 | 0 | 0 | 19817.03 | 19817.03 | 0 | 16844.4755 | 0 | 0 | 0 | 16844.4755 | 0
2022031210 | 7 | 0.65255 | 65255 | 0.35145 | 18275.4 | 0.8823 | 78524.7 | 1 | 5000 | 18275.4 | 41979.6 | 0 | 0 | 36545.1 | 36545.1 | 0 | 47907.8105 | 0 | 0 | 0 | 31063.335 | 0
2022031211 | 7 | 0.61798 | 61798 | 0.33737 | 17543.24 | 0.89085 | 79285.65 | 1 | 5000 | 17543.24 | 39254.76 | 0 | 0 | 40030.89 | 40030.89 | 0 | 81934.067 | 0 | 0 | 0 | 34026.2565 | 0
2022031212 | 7 | 0.58364 | 58364 | 0.31607 | 16435.64 | 0.88779 | 79013.31 | 1 | 5000 | 16435.64 | 36928.36 | 0 | 0 | 42084.95 | 42084.95 | 0 | 117706.2745 | 0 | 0 | 0 | 35772.2075 | 0
2022031213 | 7 | 0.55309 | 55309 | 0.33296 | 17313.92 | 0.85694 | 76267.66 | 1 | 5000 | 17313.92 | 32995.08 | 0 | 0 | 43272.58 | 43272.58 | 0 | 154487.9675 | 0 | 0 | 0 | 36781.693 | 0
2022031214 | 7 | 0.52598 | 52598 | 0.35748 | 18588.96 | 0.81461 | 72500.29 | 1 | 5000 | 18588.96 | 29009.04 | 0 | 0 | 43491.25 | 43491.25 | 0 | 191455.53 | 0 | 0 | 0 | 36967.5625 | 0
2022031215 | 7 | 0.50369 | 50369 | 0.3715 | 19318 | 0.72366 | 64405.74 | 1 | 5000 | 19318 | 26051 | 0 | 0 | 38354.74 | 38354.74 | 0 | 200000 | 0 | 0 | 0 | 8544.47 | 0
2022031216 | 7 | 0.49077 | 49077 | 0.37906 | 19711.12 | 0.63556 | 56564.84 | 1 | 5000 | 19711.12 | 24365.88 | 0 | 0 | 32198.96 | 32198.96 | 0 | 200000 | 0 | 0 | 0 | 0 | 0
2022031217 | 7 | 0.48918 | 48918 | 0.36632 | 19048.64 | 0.64564 | 57461.96 | 1 | 5000 | 19048.64 | 24869.36 | 0 | 0 | 32592.6 | 32592.6 | 0 | 200000 | 0 | 0 | 0 | 0 | 0
2022031218 | 7 | 0.49616 | 49616 | 0.39044 | 20302.88 | 0.52446 | 46676.94 | 1 | 5000 | 20302.88 | 24313.12 | 0 | 0 | 22363.82 | 22363.82 | 0 | 200000 | 0 | 0 | 0 | 0 | 0
2022031219 | 7 | 0.51596 | 51596 | 0.39476 | 20527.52 | 0.10228 | 9102.92 | 1 | 5000 | 20527.52 | 9102.92 | 0 | 0 | 0 | 0 | 16965.56 | 183034.44 | 16965.56 | 0 | 0 | 0 | 0
2022031220 | 7 | 0.54483 | 54483 | 0.49975 | 25987 | 0 | 0 | 1 | 5000 | 25987 | 0 | 0 | 0 | 0 | 0 | 23496 | 159538.44 | 23496 | 0 | 0 | 0 | 0
2022031221 | 7 | 0.55966 | 55966 | 0.62469 | 32483.88 | 0 | 0 | 1 | 5000 | 32483.88 | 0 | 0 | 0 | 0 | 0 | 18482.12 | 141056.32 | 18482.12 | 0 | 0 | 0 | 0
2022031222 | 7 | 0.56594 | 56594 | 0.63334 | 32933.68 | 0 | 0 | 1 | 5000 | 32933.68 | 0 | 0 | 0 | 0 | 0 | 18660.32 | 122396 | 18660.32 | 0 | 0 | 0 | 0
2022031223 | 7 | 0.56224 | 56224 | 0.63435 | 32986.2 | 0 | 0 | 1 | 5000 | 32986.2 | 0 | 0 | 0 | 0 | 0 | 18237.8 | 104158.2 | 18237.8 | 0 | 0 | 0 | 0
2022031224 | 7 | 0.55712 | 55712 | 0.63348 | 32940.96 | 0 | 0 | 1 | 5000 | 32940.96 | 0 | 0 | 0 | 0 | 0 | 17771.04 | 86387.16 | 17771.04 | 0 | 0 | 0 | 0
2022031301 | 1 | 0.55332 | 55332 | 0.61975 | 32227 | 0 | 0 | 1 | 5000 | 32227 | 0 | 0 | 0 | 0 | 0 | 18105 | 68282.16 | 18105 | 0 | 0 | 0 | 0
2022031303 | 1 | 0.552 | 55200 | 0.61296 | 31873.92 | 0 | 0 | 1 | 5000 | 31873.92 | 0 | 0 | 0 | 0 | 0 | 18326.08 | 49956.08 | 18326.08 | 0 | 0 | 0 | 0
2022031304 | 1 | 0.55724 | 55724 | 0.61275 | 31863 | 0 | 0 | 1 | 5000 | 31863 | 0 | 0 | 0 | 0 | 0 | 18861 | 31095.08 | 18861 | 0 | 0 | 0 | 0
2022031305 | 1 | 0.56709 | 56709 | 0.61263 | 31856.76 | 0 | 0 | 1 | 5000 | 31856.76 | 0 | 0 | 0 | 0 | 0 | 19852.24 | 11242.84 | 19852.24 | 0 | 0 | 0 | 0
2022031306 | 1 | 0.57936 | 57936 | 0.60294 | 31352.88 | 0 | 0 | 1 | 5000 | 31352.88 | 0 | 0 | 0 | 0 | 0 | 21583.12 | 0 | 11242.84 | 0 | 0 | 0 | 10340.28
2022031307 | 1 | 0.59655 | 59655 | 0.59713 | 31050.76 | 0 | 0 | 1 | 5000 | 31050.76 | 0 | 0 | 0 | 0 | 0 | 23604.24 | 0 | 0 | 0 | 0 | 0 | 23604.24
2022031308 | 1 | 0.61756 | 61756 | 0.59706 | 31047.12 | 0.0015 | 133.5 | 1 | 5000 | 31047.12 | 133.5 | 0 | 0 | 0 | 0 | 25575.38 | 0 | 0 | 0 | 0 | 0 | 25575.38
2022031309 | 1 | 0.61948 | 61948 | 0.57296 | 29793.92 | 0.12372 | 11011.08 | 1 | 5000 | 29793.92 | 11011.08 | 0 | 0 | 0 | 0 | 16143 | 0 | 0 | 0 | 0 | 0 | 16143
2022031310 | 1 | 0.59725 | 59725 | 0.50472 | 26245.44 | 0.39805 | 35426.45 | 1 | 5000 | 26245.44 | 28479.56 | 0 | 0 | 6946.89 | 6946.89 | 0 | 5904.8565 | 0 | 0 | 0 | 5904.8565 | 0
2022031311 | 1 | 0.57102 | 57102 | 0.57348 | 29820.96 | 0.41531 | 36962.59 | 1 | 5000 | 29820.96 | 22281.04 | 0 | 0 | 14681.55 | 14681.55 | 0 | 18384.174 | 0 | 0 | 0 | 12479.3175 | 0
2022031312 | 1 | 0.54598 | 54598 | 0.62316 | 32404.32 | 0.3708 | 33001.2 | 1 | 5000 | 32404.32 | 17193.68 | 0 | 0 | 15807.52 | 15807.52 | 0 | 31820.566 | 0 | 0 | 0 | 13436.392 | 0
2022031313 | 1 | 0.5233 | 52330 | 0.62973 | 32745.96 | 0.35308 | 31424.12 | 1 | 5000 | 32745.96 | 14584.04 | 0 | 0 | 16840.08 | 16840.08 | 0 | 46134.634 | 0 | 0 | 0 | 14314.068 | 0
2022031314 | 1 | 0.5037 | 50370 | 0.62619 | 32561.88 | 0.34816 | 30986.24 | 1 | 5000 | 32561.88 | 12808.12 | 0 | 0 | 18178.12 | 18178.12 | 0 | 61586.036 | 0 | 0 | 0 | 15451.402 | 0
2022031315 | 1 | 0.48811 | 48811 | 0.63012 | 32766.24 | 0.29838 | 26555.82 | 1 | 5000 | 32766.24 | 11044.76 | 0 | 0 | 15511.06 | 15511.06 | 0 | 74770.437 | 0 | 0 | 0 | 13184.401 | 0
2022031316 | 1 | 0.47927 | 47927 | 0.63668 | 33107.36 | 0.24958 | 22212.62 | 1 | 5000 | 33107.36 | 9819.64 | 0 | 0 | 12392.98 | 12392.98 | 0 | 85304.47 | 0 | 0 | 0 | 10534.033 | 0
2022031317 | 1 | 0.47576 | 47576 | 0.64293 | 33432.36 | 0.2006 | 17853.4 | 1 | 5000 | 33432.36 | 9143.64 | 0 | 0 | 8709.76 | 8709.76 | 0 | 92707.766 | 0 | 0 | 0 | 7403.296 | 0
2022031318 | 1 | 0.47991 | 47991 | 0.65229 | 33919.08 | 0.1649 | 14676.1 | 1 | 5000 | 33919.08 | 9071.92 | 0 | 0 | 5604.18 | 5604.18 | 0 | 97471.319 | 0 | 0 | 0 | 4763.553 | 0
2022031319 | 1 | 0.48709 | 48709 | 0.65121 | 33862.92 | 0.09476 | 8433.64 | 1 | 5000 | 33862.92 | 8433.64 | 0 | 0 | 0 | 0 | 1412.44 | 96058.879 | 1412.44 | 0 | 0 | 0 | 0
2022031320 | 1 | 0.50324 | 50324 | 0.63817 | 33184.84 | 0.01805 | 1606.45 | 1 | 5000 | 33184.84 | 1606.45 | 0 | 0 | 0 | 0 | 10532.71 | 85526.169 | 10532.71 | 0 | 0 | 0 | 0
2022031321 | 1 | 0.5209 | 52090 | 0.64113 | 33338.76 | 0 | 0 | 1 | 5000 | 33338.76 | 0 | 0 | 0 | 0 | 0 | 13751.24 | 71774.929 | 13751.24 | 0 | 0 | 0 | 0
2022031322 | 1 | 0.51633 | 51633 | 0.64535 | 33558.2 | 0 | 0 | 1 | 5000 | 33558.2 | 0 | 0 | 0 | 0 | 0 | 13074.8 | 58700.129 | 13074.8 | 0 | 0 | 0 | 0
2022031323 | 1 | 0.5011 | 50110 | 0.64949 | 33773.48 | 0 | 0 | 1 | 5000 | 33773.48 | 0 | 0 | 0 | 0 | 0 | 11336.52 | 47363.609 | 11336.52 | 0 | 0 | 0 | 0
2022031324 | 1 | 0.48092 | 48092 | 0.64442 | 33509.84 | 0 | 0 | 1 | 5000 | 33509.84 | 0 | 0 | 0 | 0 | 0 | 9582.16 | 37781.449 | 9582.16 | 0 | 0 | 0 | 0
2022031401 | 2 | 0.46536 | 46536 | 0.65104 | 33854.08 | 0 | 0 | 1 | 5000 | 33854.08 | 0 | 0 | 0 | 0 | 0 | 7681.92 | 30099.529 | 7681.92 | 0 | 0 | 0 | 0
2022031402 | 2 | 0.45565 | 45565 | 0.64367 | 33470.84 | 0 | 0 | 1 | 5000 | 33470.84 | 0 | 0 | 0 | 0 | 0 | 7094.16 | 23005.369 | 7094.16 | 0 | 0 | 0 | 0
2022031403 | 2 | 0.45219 | 45219 | 0.63539 | 33040.28 | 0 | 0 | 1 | 5000 | 33040.28 | 0 | 0 | 0 | 0 | 0 | 7178.72 | 15826.649 | 7178.72 | 0 | 0 | 0 | 0
2022031404 | 2 | 0.45348 | 45348 | 0.6249 | 32494.8 | 0 | 0 | 1 | 5000 | 32494.8 | 0 | 0 | 0 | 0 | 0 | 7853.2 | 7973.449 | 7853.2 | 0 | 0 | 0 | 0
2022031405 | 2 | 0.4624 | 46240 | 0.61839 | 32156.28 | 0 | 0 | 1 | 5000 | 32156.28 | 0 | 0 | 0 | 0 | 0 | 9083.72 | 0 | 7973.449 | 0 | 0 | 0 | 1110.271
2022031406 | 2 | 0.48307 | 48307 | 0.62127 | 32306.04 | 0 | 0 | 1 | 5000 | 32306.04 | 0 | 0 | 0 | 0 | 0 | 11000.96 | 0 | 0 | 0 | 0 | 0 | 11000.96
2022031407 | 2 | 0.51609 | 51609 | 0.62523 | 32511.96 | 0 | 0 | 1 | 5000 | 32511.96 | 0 | 0 | 0 | 0 | 0 | 14097.04 | 0 | 0 | 0 | 0 | 0 | 14097.04
2022031408 | 2 | 0.53917 | 53917 | 0.62677 | 32592.04 | 0.0006 | 53.4 | 1 | 5000 | 32592.04 | 53.4 | 0 | 0 | 0 | 0 | 16271.56 | 0 | 0 | 0 | 0 | 0 | 16271.56
2022031409 | 2 | 0.54368 | 54368 | 0.59778 | 31084.56 | 0.12176 | 10836.64 | 1 | 5000 | 31084.56 | 10836.64 | 0 | 0 | 0 | 0 | 7446.8 | 0 | 0 | 0 | 0 | 0 | 7446.8
2022031410 | 2 | 0.54136 | 54136 | 0.52103 | 27093.56 | 0.38013 | 33831.57 | 1 | 5000 | 27093.56 | 22042.44 | 0 | 0 | 11789.13 | 11789.13 | 0 | 10020.7605 | 0 | 0 | 0 | 10020.7605 | 0
2022031411 | 2 | 0.53608 | 53608 | 0.53614 | 27879.28 | 0.42105 | 37473.45 | 1 | 5000 | 27879.28 | 20728.72 | 0 | 0 | 16744.73 | 16744.73 | 0 | 24253.781 | 0 | 0 | 0 | 14233.0205 | 0
2022031412 | 2 | 0.53078 | 53078 | 0.55342 | 28777.84 | 0.44664 | 39750.96 | 1 | 5000 | 28777.84 | 19300.16 | 0 | 0 | 20450.8 | 20450.8 | 0 | 41636.961 | 0 | 0 | 0 | 17383.18 | 0
2022031413 | 2 | 0.52466 | 52466 | 0.54997 | 28598.44 | 0.48684 | 43328.76 | 1 | 5000 | 28598.44 | 18867.56 | 0 | 0 | 24461.2 | 24461.2 | 0 | 62428.981 | 0 | 0 | 0 | 20792.02 | 0
2022031414 | 2 | 0.52187 | 52187 | 0.5691 | 29593.2 | 0.40834 | 36342.26 | 1 | 5000 | 29593.2 | 17593.8 | 0 | 0 | 18748.46 | 18748.46 | 0 | 78365.172 | 0 | 0 | 0 | 15936.191 | 0
2022031415 | 2 | 0.51869 | 51869 | 0.5714 | 29712.8 | 0.40603 | 36136.67 | 1 | 5000 | 29712.8 | 17156.2 | 0 | 0 | 18980.47 | 18980.47 | 0 | 94498.5715 | 0 | 0 | 0 | 16133.3995 | 0
2022031416 | 2 | 0.5192 | 51920 | 0.57854 | 30084.08 | 0.35188 | 31317.32 | 1 | 5000 | 30084.08 | 16835.92 | 0 | 0 | 14481.4 | 14481.4 | 0 | 106807.7615 | 0 | 0 | 0 | 12309.19 | 0
2022031417 | 2 | 0.52356 | 52356 | 0.57829 | 30071.08 | 0.35716 | 31787.24 | 1 | 5000 | 30071.08 | 17284.92 | 0 | 0 | 14502.32 | 14502.32 | 0 | 119134.7335 | 0 | 0 | 0 | 12326.972 | 0
2022031418 | 2 | 0.52889 | 52889 | 0.57999 | 30159.48 | 0.28211 | 25107.79 | 1 | 5000 | 30159.48 | 17729.52 | 0 | 0 | 7378.27 | 7378.27 | 0 | 125406.263 | 0 | 0 | 0 | 6271.5295 | 0
2022031419 | 2 | 0.53122 | 53122 | 0.59368 | 30871.36 | 0.17763 | 15809.07 | 1 | 5000 | 30871.36 | 15809.07 | 0 | 0 | 0 | 0 | 1441.57 | 123964.693 | 1441.57 | 0 | 0 | 0 | 5.457e-12
2022031420 | 2 | 0.53254 | 53254 | 0.61065 | 31753.8 | 0.03925 | 3493.25 | 1 | 5000 | 31753.8 | 3493.25 | 0 | 0 | 0 | 0 | 13006.95 | 110957.743 | 13006.95 | 0 | 0 | 0 | 0
2022031421 | 2 | 0.53374 | 53374 | 0.57716 | 30012.32 | 0 | 0 | 1 | 5000 | 30012.32 | 0 | 0 | 0 | 0 | 0 | 18361.68 | 92596.063 | 18361.68 | 0 | 0 | 0 | 0
2022031422 | 2 | 0.51975 | 51975 | 0.58974 | 30666.48 | 0 | 0 | 1 | 5000 | 30666.48 | 0 | 0 | 0 | 0 | 0 | 16308.52 | 76287.543 | 16308.52 | 0 | 0 | 0 | 0
2022031423 | 2 | 0.49508 | 49508 | 0.55442 | 28829.84 | 0 | 0 | 1 | 5000 | 28829.84 | 0 | 0 | 0 | 0 | 0 | 15678.16 | 60609.383 | 15678.16 | 0 | 0 | 0 | 0
2022031424 | 2 | 0.46763 | 46763 | 0.49132 | 25548.64 | 0 | 0 | 1 | 5000 | 25548.64 | 0 | 0 | 0 | 0 | 0 | 16214.36 | 44395.023 | 16214.36 | 0 | 0 | 0 | 0
2022031501 | 3 | 0.44534 | 44534 | 0.4201 | 21845.2 | 0 | 0 | 1 | 5000 | 21845.2 | 0 | 0 | 0 | 0 | 0 | 17688.8 | 26706.223 | 17688.8 | 0 | 0 | 0 | 0
2022031502 | 3 | 0.42914 | 42914 | 0.37998 | 19758.96 | 0 | 0 | 1 | 5000 | 19758.96 | 0 | 0 | 0 | 0 | 0 | 18155.04 | 8551.183 | 18155.04 | 0 | 0 | 0 | 0
2022031503 | 3 | 0.42048 | 42048 | 0.34444 | 17910.88 | 0 | 0 | 1 | 5000 | 17910.88 | 0 | 0 | 0 | 0 | 0 | 19137.12 | 0 | 8551.183 | 0 | 0 | 0 | 10585.937
2022031504 | 3 | 0.41783 | 41783 | 0.36509 | 18984.68 | 0 | 0 | 1 | 5000 | 18984.68 | 0 | 0 | 0 | 0 | 0 | 17798.32 | 0 | 0 | 0 | 0 | 0 | 17798.32
2022031505 | 3 | 0.42714 | 42714 | 0.40931 | 21284.12 | 0 | 0 | 1 | 5000 | 21284.12 | 0 | 0 | 0 | 0 | 0 | 16429.88 | 0 | 0 | 0 | 0 | 0 | 16429.88
2022031506 | 3 | 0.44963 | 44963 | 0.43344 | 22538.88 | 0 | 0 | 1 | 5000 | 22538.88 | 0 | 0 | 0 | 0 | 0 | 17424.12 | 0 | 0 | 0 | 0 | 0 | 17424.12
2022031507 | 3 | 0.48422 | 48422 | 0.45451 | 23634.52 | 0 | 0 | 1 | 5000 | 23634.52 | 0 | 0 | 0 | 0 | 0 | 19787.48 | 0 | 0 | 0 | 0 | 0 | 19787.48
2022031508 | 3 | 0.5114 | 51140 | 0.46385 | 24120.2 | 0.00117 | 104.13 | 1 | 5000 | 24120.2 | 104.13 | 0 | 0 | 0 | 0 | 21915.67 | 0 | 0 | 0 | 0 | 0 | 21915.67
2022031509 | 3 | 0.51969 | 51969 | 0.46463 | 24160.76 | 0.1669 | 14854.1 | 1 | 5000 | 24160.76 | 14854.1 | 0 | 0 | 0 | 0 | 7954.14 | 0 | 0 | 0 | 0 | 0 | 7954.14
2022031510 | 3 | 0.51744 | 51744 | 0.36751 | 19110.52 | 0.65249 | 58071.61 | 1 | 5000 | 19110.52 | 27633.48 | 0 | 0 | 30438.13 | 30438.13 | 0 | 25872.4105 | 0 | 0 | 0 | 25872.4105 | 0
2022031511 | 3 | 0.51351 | 51351 | 0.34253 | 17811.56 | 0.81132 | 72207.48 | 1 | 5000 | 17811.56 | 28539.44 | 0 | 0 | 43668.04 | 43668.04 | 0 | 62990.2445 | 0 | 0 | 0 | 37117.834 | 0
2022031512 | 3 | 0.50714 | 50714 | 0.30305 | 15758.6 | 0.82028 | 73004.92 | 1 | 5000 | 15758.6 | 29955.4 | 0 | 0 | 43049.52 | 43049.52 | 0 | 99582.3365 | 0 | 0 | 0 | 36592.092 | 0
2022031513 | 3 | 0.50021 | 50021 | 0.24803 | 12897.56 | 0.84362 | 75082.18 | 1 | 5000 | 12897.56 | 32123.44 | 0 | 0 | 42958.74 | 42958.74 | 0 | 136097.2655 | 0 | 0 | 0 | 36514.929 | 0
2022031514 | 3 | 0.49871 | 49871 | 0.21623 | 11243.96 | 0.84155 | 74897.95 | 1 | 5000 | 11243.96 | 33627.04 | 0 | 0 | 41270.91 | 41270.91 | 0 | 171177.539 | 0 | 0 | 0 | 35080.2735 | 0
2022031515 | 3 | 0.49984 | 49984 | 0.20612 | 10718.24 | 0.83135 | 73990.15 | 1 | 5000 | 10718.24 | 34265.76 | 0 | 0 | 39724.39 | 39724.39 | 0 | 200000 | 0 | 0 | 0 | 28822.461 | 0
2022031516 | 3 | 0.50199 | 50199 | 0.18468 | 9603.36 | 0.83908 | 74678.12 | 1 | 5000 | 9603.36 | 35595.64 | 0 | 0 | 39082.48 | 39082.48 | 0 | 200000 | 0 | 0 | 0 | 0 | 0
2022031517 | 3 | 0.50651 | 50651 | 0.16836 | 8754.72 | 0.82874 | 73757.86 | 1 | 5000 | 8754.72 | 36896.28 | 0 | 0 | 36861.58 | 36861.58 | 0 | 200000 | 0 | 0 | 0 | 0 | 0
2022031518 | 3 | 0.51001 | 51001 | 0.13637 | 7091.24 | 0.82478 | 73405.42 | 1 | 5000 | 7091.24 | 38909.76 | 0 | 0 | 34495.66 | 34495.66 | 0 | 200000 | 0 | 0 | 0 | 0 | 0
2022031519 | 3 | 0.51137 | 51137 | 0.10433 | 5425.16 | 0.60133 | 53518.37 | 1 | 5000 | 5425.16 | 40711.84 | 0 | 0 | 12806.53 | 12806.53 | 0 | 200000 | 0 | 0 | 0 | 0 | 0
2022031520 | 3 | 0.51338 | 51338 | 0.07996 | 4157.92 | 0.10795 | 9607.55 | 1 | 5000 | 4157.92 | 9607.55 | 0 | 0 | 0 | 0 | 32572.53 | 167427.47 | 32572.53 | 0 | 0 | 0 | 0
2022031521 | 3 | 0.51796 | 51796 | 0.10264 | 5337.28 | 0 | 0 | 1 | 5000 | 5337.28 | 0 | 0 | 0 | 0 | 0 | 41458.72 | 125968.75 | 41458.72 | 0 | 0 | 0 | 0
2022031522 | 3 | 0.50579 | 50579 | 0.15805 | 8218.6 | 0 | 0 | 1 | 5000 | 8218.6 | 0 | 0 | 0 | 0 | 0 | 37360.4 | 88608.35 | 37360.4 | 0 | 0 | 0 | 0
2022031523 | 3 | 0.48147 | 48147 | 0.21798 | 11334.96 | 0 | 0 | 1 | 5000 | 11334.96 | 0 | 0 | 0 | 0 | 0 | 31812.04 | 56796.31 | 31812.04 | 0 | 0 | 0 | 0
2022031524 | 3 | 0.45513 | 45513 | 0.28315 | 14723.8 | 0 | 0 | 1 | 5000 | 14723.8 | 0 | 0 | 0 | 0 | 0 | 25789.2 | 31007.11 | 25789.2 | 0 | 0 | 0 | 0
2022031601 | 4 | 0.43518 | 43518 | 0.36698 | 19082.96 | 0 | 0 | 1 | 5000 | 19082.96 | 0 | 0 | 0 | 0 | 0 | 19435.04 | 11572.07 | 19435.04 | 0 | 0 | 0 | 0
2022031602 | 4 | 0.42435 | 42435 | 0.4417 | 22968.4 | 0 | 0 | 1 | 5000 | 22968.4 | 0 | 0 | 0 | 0 | 0 | 14466.6 | 0 | 11572.07 | 0 | 0 | 0 | 2894.53
2022031603 | 4 | 0.41958 | 41958 | 0.48344 | 25138.88 | 0 | 0 | 1 | 5000 | 25138.88 | 0 | 0 | 0 | 0 | 0 | 11819.12 | 0 | 0 | 0 | 0 | 0 | 11819.12
2022031604 | 4 | 0.42094 | 42094 | 0.50182 | 26094.64 | 0 | 0 | 1 | 5000 | 26094.64 | 0 | 0 | 0 | 0 | 0 | 10999.36 | 0 | 0 | 0 | 0 | 0 | 10999.36
2022031605 | 4 | 0.43184 | 43184 | 0.52038 | 27059.76 | 0 | 0 | 1 | 5000 | 27059.76 | 0 | 0 | 0 | 0 | 0 | 11124.24 | 0 | 0 | 0 | 0 | 0 | 11124.24
2022031606 | 4 | 0.45765 | 45765 | 0.54993 | 28596.36 | 0 | 0 | 1 | 5000 | 28596.36 | 0 | 0 | 0 | 0 | 0 | 12168.64 | 0 | 0 | 0 | 0 | 0 | 12168.64
2022031607 | 4 | 0.49366 | 49366 | 0.56557 | 29409.64 | 0 | 0 | 1 | 5000 | 29409.64 | 0 | 0 | 0 | 0 | 0 | 14956.36 | 0 | 0 | 0 | 0 | 0 | 14956.36
2022031608 | 4 | 0.52265 | 52265 | 0.57437 | 29867.24 | 0.00212 | 188.68 | 1 | 5000 | 29867.24 | 188.68 | 0 | 0 | 0 | 0 | 17209.08 | 0 | 0 | 0 | 0 | 0 | 17209.08
2022031609 | 4 | 0.52806 | 52806 | 0.54098 | 28130.96 | 0.18233 | 16227.37 | 1 | 5000 | 28130.96 | 16227.37 | 0 | 0 | 0 | 0 | 3447.67 | 0 | 0 | 0 | 0 | 0 | 3447.67
2022031610 | 4 | 0.51504 | 51504 | 0.46945 | 24411.4 | 0.45211 | 40237.79 | 1 | 5000 | 24411.4 | 22092.6 | 0 | 0 | 18145.19 | 18145.19 | 0 | 15423.4115 | 0 | 0 | 0 | 15423.4115 | 0
2022031611 | 4 | 0.50624 | 50624 | 0.45029 | 23415.08 | 0.56618 | 50390.02 | 1 | 5000 | 23415.08 | 22208.92 | 0 | 0 | 28181.1 | 28181.1 | 0 | 39377.3465 | 0 | 0 | 0 | 23953.935 | 0
2022031612 | 4 | 0.50082 | 50082 | 0.46105 | 23974.6 | 0.52703 | 46905.67 | 1 | 5000 | 23974.6 | 21107.4 | 0 | 0 | 25798.27 | 25798.27 | 0 | 61305.876 | 0 | 0 | 0 | 21928.5295 | 0
2022031613 | 4 | 0.49926 | 49926 | 0.43871 | 22812.92 | 0.57396 | 51082.44 | 1 | 5000 | 22812.92 | 22113.08 | 0 | 0 | 28969.36 | 28969.36 | 0 | 85929.832 | 0 | 0 | 0 | 24623.956 | 0
2022031614 | 4 | 0.50481 | 50481 | 0.40587 | 21105.24 | 0.70842 | 63049.38 | 1 | 5000 | 21105.24 | 24375.76 | 0 | 0 | 38673.62 | 38673.62 | 0 | 118802.409 | 0 | 0 | 0 | 32872.577 | 0
2022031615 | 4 | 0.51347 | 51347 | 0.38759 | 20154.68 | 0.8058 | 71716.2 | 1 | 5000 | 20154.68 | 26192.32 | 0 | 0 | 45523.88 | 45523.88 | 0 | 157497.707 | 0 | 0 | 0 | 38695.298 | 0
2022031616 | 4 | 0.52446 | 52446 | 0.40581 | 21102.12 | 0.81821 | 72820.69 | 1 | 5000 | 21102.12 | 26343.88 | 0 | 0 | 46476.81 | 46476.81 | 0 | 197002.9955 | 0 | 0 | 0 | 39505.2885 | 0
2022031617 | 4 | 0.53634 | 53634 | 0.45628 | 23726.56 | 0.78394 | 69770.66 | 1 | 5000 | 23726.56 | 24907.44 | 0 | 0 | 44863.22 | 44863.22 | 0 | 200000 | 0 | 0 | 0 | 2997.0045 | 0
2022031618 | 4 | 0.54482 | 54482 | 0.50062 | 26032.24 | 0.68596 | 61050.44 | 1 | 5000 | 26032.24 | 23449.76 | 0 | 0 | 37600.68 | 37600.68 | 0 | 200000 | 0 | 0 | 0 | 0 | 0
2022031619 | 4 | 0.54245 | 54245 | 0.52507 | 27303.64 | 0.45599 | 40583.11 | 1 | 5000 | 27303.64 | 21941.36 | 0 | 0 | 18641.75 | 18641.75 | 0 | 200000 | 0 | 0 | 0 | 0 | 0
2022031620 | 4 | 0.53226 | 53226 | 0.51549 | 26805.48 | 0.08875 | 7898.75 | 1 | 5000 | 26805.48 | 7898.75 | 0 | 0 | 0 | 0 | 13521.77 | 186478.23 | 13521.77 | 0 | 0 | 0 | 0
2022031621 | 4 | 0.53508 | 53508 | 0.57707 | 30007.64 | 0 | 0 | 1 | 5000 | 30007.64 | 0 | 0 | 0 | 0 | 0 | 18500.36 | 167977.87 | 18500.36 | 0 | 0 | 0 | 0
2022031622 | 4 | 0.52059 | 52059 | 0.64335 | 33454.2 | 0 | 0 | 1 | 5000 | 33454.2 | 0 | 0 | 0 | 0 | 0 | 13604.8 | 154373.07 | 13604.8 | 0 | 0 | 0 | 0
2022031623 | 4 | 0.49601 | 49601 | 0.66015 | 34327.8 | 0 | 0 | 1 | 5000 | 34327.8 | 0 | 0 | 0 | 0 | 0 | 10273.2 | 144099.87 | 10273.2 | 0 | 0 | 0 | 0
2022031624 | 4 | 0.46533 | 46533 | 0.63846 | 33199.92 | 0 | 0 | 1 | 5000 | 33199.92 | 0 | 0 | 0 | 0 | 0 | 8333.08 | 135766.79 | 8333.08 | 0 | 0 | 0 | 0
2022031701 | 5 | 0.43998 | 43998 | 0.60893 | 31664.36 | 0 | 0 | 1 | 5000 | 31664.36 | 0 | 0 | 0 | 0 | 0 | 7333.64 | 128433.15 | 7333.64 | 0 | 0 | 0 | 0
2022031702 | 5 | 0.42409 | 42409 | 0.59422 | 30899.44 | 0 | 0 | 1 | 5000 | 30899.44 | 0 | 0 | 0 | 0 | 0 | 6509.56 | 121923.59 | 6509.56 | 0 | 0 | 0 | 0
2022031703 | 5 | 0.41335 | 41335 | 0.58294 | 30312.88 | 0 | 0 | 1 | 5000 | 30312.88 | 0 | 0 | 0 | 0 | 0 | 6022.12 | 115901.47 | 6022.12 | 0 | 0 | 0 | 0
2022031704 | 5 | 0.41025 | 41025 | 0.58265 | 30297.8 | 0 | 0 | 1 | 5000 | 30297.8 | 0 | 0 | 0 | 0 | 0 | 5727.2 | 110174.27 | 5727.2 | 0 | 0 | 0 | 0
2022031705 | 5 | 0.41576 | 41576 | 0.58546 | 30443.92 | 0 | 0 | 1 | 5000 | 30443.92 | 0 | 0 | 0 | 0 | 0 | 6132.08 | 104042.19 | 6132.08 | 0 | 0 | 0 | 0
2022031706 | 5 | 0.43474 | 43474 | 0.61451 | 31954.52 | 0 | 0 | 1 | 5000 | 31954.52 | 0 | 0 | 0 | 0 | 0 | 6519.48 | 97522.71 | 6519.48 | 0 | 0 | 0 | 0
2022031707 | 5 | 0.46362 | 46362 | 0.64729 | 33659.08 | 0 | 0 | 1 | 5000 | 33659.08 | 0 | 0 | 0 | 0 | 0 | 7702.92 | 89819.79 | 7702.92 | 0 | 0 | 0 | 0
2022031708 | 5 | 0.48708 | 48708 | 0.65477 | 34048.04 | 0.00206 | 183.34 | 1 | 5000 | 34048.04 | 183.34 | 0 | 0 | 0 | 0 | 9476.62 | 80343.17 | 9476.62 | 0 | 0 | 0 | 0
2022031709 | 5 | 0.49686 | 49686 | 0.63012 | 32766.24 | 0.16365 | 14564.85 | 1 | 5000 | 32766.24 | 11919.76 | 0 | 0 | 2645.09 | 2645.09 | 0 | 82591.4965 | 0 | 0 | 0 | 2248.3265 | 0
2022031710 | 5 | 0.50389 | 50389 | 0.57258 | 29774.16 | 0.4527 | 40290.3 | 1 | 5000 | 29774.16 | 15614.84 | 0 | 0 | 24675.46 | 24675.46 | 0 | 103565.6375 | 0 | 0 | 0 | 20974.141 | 0
2022031711 | 5 | 0.51007 | 51007 | 0.59707 | 31047.64 | 0.41845 | 37242.05 | 1 | 5000 | 31047.64 | 14959.36 | 0 | 0 | 22282.69 | 22282.69 | 0 | 122505.924 | 0 | 0 | 0 | 18940.2865 | 0
2022031712 | 5 | 0.51347 | 51347 | 0.61017 | 31728.84 | 0.36908 | 32848.12 | 1 | 5000 | 31728.84 | 14618.16 | 0 | 0 | 18229.96 | 18229.96 | 0 | 138001.39 | 0 | 0 | 0 | 15495.466 | 0
2022031713 | 5 | 0.51888 | 51888 | 0.59841 | 31117.32 | 0.35766 | 31831.74 | 1 | 5000 | 31117.32 | 15770.68 | 0 | 0 | 16061.06 | 16061.06 | 0 | 151653.291 | 0 | 0 | 0 | 13651.901 | 0
2022031714 | 5 | 0.52534 | 52534 | 0.57883 | 30099.16 | 0.35795 | 31857.55 | 1 | 5000 | 30099.16 | 17434.84 | 0 | 0 | 14422.71 | 14422.71 | 0 | 163912.5945 | 0 | 0 | 0 | 12259.3035 | 0
2022031715 | 5 | 0.52873 | 52873 | 0.58751 | 30550.52 | 0.28643 | 25492.27 | 1 | 5000 | 30550.52 | 17322.48 | 0 | 0 | 8169.79 | 8169.79 | 0 | 170856.916 | 0 | 0 | 0 | 6944.3215 | 0
2022031716 | 5 | 0.53162 | 53162 | 0.60001 | 31200.52 | 0.25123 | 22359.47 | 1 | 5000 | 31200.52 | 16961.48 | 0 | 0 | 5397.99 | 5397.99 | 0 | 175445.2075 | 0 | 0 | 0 | 4588.2915 | 0
2022031717 | 5 | 0.5336 | 53360 | 0.59937 | 31167.24 | 0.18631 | 16581.59 | 1 | 5000 | 31167.24 | 16581.59 | 0 | 0 | 0 | 0 | 611.17 | 174834.0375 | 611.17 | 0 | 0 | 0 | 1.0914e-11
2022031718 | 5 | 0.53565 | 53565 | 0.60263 | 31336.76 | 0.20289 | 18057.21 | 1 | 5000 | 31336.76 | 17228.24 | 0 | 0 | 828.97 | 828.97 | 0 | 175538.662 | 0 | 0 | 0 | 704.6245 | 0
2022031719 | 5 | 0.53586 | 53586 | 0.61527 | 31994.04 | 0.1539 | 13697.1 | 1 | 5000 | 31994.04 | 13697.1 | 0 | 0 | 0 | 0 | 2894.86 | 172643.802 | 2894.86 | 0 | 0 | 0 | 1.2733e-11
2022031720 | 5 | 0.53496 | 53496 | 0.63155 | 32840.6 | 0.02728 | 2427.92 | 1 | 5000 | 32840.6 | 2427.92 | 0 | 0 | 0 | 0 | 13227.48 | 159416.322 | 13227.48 | 0 | 0 | 0 | 0
2022031721 | 5 | 0.53597 | 53597 | 0.65011 | 33805.72 | 0 | 0 | 1 | 5000 | 33805.72 | 0 | 0 | 0 | 0 | 0 | 14791.28 | 144625.042 | 14791.28 | 0 | 0 | 0 | 0
2022031722 | 5 | 0.52521 | 52521 | 0.64057 | 33309.64 | 0 | 0 | 1 | 5000 | 33309.64 | 0 | 0 | 0 | 0 | 0 | 14211.36 | 130413.682 | 14211.36 | 0 | 0 | 0 | 0
2022031723 | 5 | 0.50316 | 50316 | 0.60414 | 31415.28 | 0 | 0 | 1 | 5000 | 31415.28 | 0 | 0 | 0 | 0 | 0 | 13900.72 | 116512.962 | 13900.72 | 0 | 0 | 0 | 0
2022031724 | 5 | 0.47628 | 47628 | 0.57777 | 30044.04 | 0 | 0 | 1 | 5000 | 30044.04 | 0 | 0 | 0 | 0 | 0 | 12583.96 | 103929.002 | 12583.96 | 0 | 0 | 0 | 0
2022031801 | 6 | 0.45321 | 45321 | 0.55681 | 28954.12 | 0 | 0 | 1 | 5000 | 28954.12 | 0 | 0 | 0 | 0 | 0 | 11366.88 | 92562.122 | 11366.88 | 0 | 0 | 0 | 0
2022031802 | 6 | 0.43686 | 43686 | 0.53599 | 27871.48 | 0 | 0 | 1 | 5000 | 27871.48 | 0 | 0 | 0 | 0 | 0 | 10814.52 | 81747.602 | 10814.52 | 0 | 0 | 0 | 0
2022031803 | 6 | 0.42654 | 42654 | 0.51644 | 26854.88 | 0 | 0 | 1 | 5000 | 26854.88 | 0 | 0 | 0 | 0 | 0 | 10799.12 | 70948.482 | 10799.12 | 0 | 0 | 0 | 0
2022031804 | 6 | 0.42355 | 42355 | 0.51376 | 26715.52 | 0 | 0 | 1 | 5000 | 26715.52 | 0 | 0 | 0 | 0 | 0 | 10639.48 | 60309.002 | 10639.48 | 0 | 0 | 0 | 0
2022031805 | 6 | 0.4292 | 42920 | 0.5219 | 27138.8 | 0 | 0 | 1 | 5000 | 27138.8 | 0 | 0 | 0 | 0 | 0 | 10781.2 | 49527.802 | 10781.2 | 0 | 0 | 0 | 0
2022031806 | 6 | 0.44739 | 44739 | 0.54853 | 28523.56 | 0 | 0 | 1 | 5000 | 28523.56 | 0 | 0 | 0 | 0 | 0 | 11215.44 | 38312.362 | 11215.44 | 0 | 0 | 0 | 0
2022031807 | 6 | 0.47702 | 47702 | 0.57905 | 30110.6 | 0 | 0 | 1 | 5000 | 30110.6 | 0 | 0 | 0 | 0 | 0 | 12591.4 | 25720.962 | 12591.4 | 0 | 0 | 0 | 0
2022031808 | 6 | 0.50195 | 50195 | 0.59681 | 31034.12 | 0.00103 | 91.67 | 1 | 5000 | 31034.12 | 91.67 | 0 | 0 | 0 | 0 | 14069.21 | 11651.752 | 14069.21 | 0 | 0 | 0 | 0
2022031809 | 6 | 0.51406 | 51406 | 0.57975 | 30147 | 0.16924 | 15062.36 | 1 | 5000 | 30147 | 15062.36 | 0 | 0 | 0 | 0 | 1196.64 | 10455.112 | 1196.64 | 0 | 0 | 0 | 0
2022031810 | 6 | 0.52329 | 52329 | 0.55776 | 29003.52 | 0.49764 | 44289.96 | 1 | 5000 | 29003.52 | 18325.48 | 0 | 0 | 25964.48 | 25964.48 | 0 | 32524.92 | 0 | 0 | 0 | 22069.808 | 0
2022031811 | 6 | 0.5227 | 52270 | 0.58164 | 30245.28 | 0.4461 | 39702.9 | 1 | 5000 | 30245.28 | 17024.72 | 0 | 0 | 22678.18 | 22678.18 | 0 | 51801.373 | 0 | 0 | 0 | 19276.453 | 0
2022031812 | 6 | 0.5183 | 51830 | 0.55708 | 28968.16 | 0.51936 | 46223.04 | 1 | 5000 | 28968.16 | 17861.84 | 0 | 0 | 28361.2 | 28361.2 | 0 | 75908.393 | 0 | 0 | 0 | 24107.02 | 0
2022031813 | 6 | 0.50969 | 50969 | 0.47035 | 24458.2 | 0.71976 | 64058.64 | 1 | 5000 | 24458.2 | 21510.8 | 0 | 0 | 42547.84 | 42547.84 | 0 | 112074.057 | 0 | 0 | 0 | 36165.664 | 0
2022031814 | 6 | 0.50306 | 50306 | 0.38796 | 20173.92 | 0.80981 | 72073.09 | 1 | 5000 | 20173.92 | 25132.08 | 0 | 0 | 46941.01 | 46941.01 | 0 | 151973.9155 | 0 | 0 | 0 | 39899.8585 | 0
2022031815 | 6 | 0.4984 | 49840 | 0.32667 | 16986.84 | 0.78356 | 69736.84 | 1 | 5000 | 16986.84 | 27853.16 | 0 | 0 | 41883.68 | 41883.68 | 0 | 187575.0435 | 0 | 0 | 0 | 35601.128 | 0
2022031816 | 6 | 0.49746 | 49746 | 0.28781 | 14966.12 | 0.75667 | 67343.63 | 1 | 5000 | 14966.12 | 29779.88 | 0 | 0 | 37563.75 | 37563.75 | 0 | 200000 | 0 | 0 | 0 | 12424.9565 | 0
2022031817 | 6 | 0.49825 | 49825 | 0.25435 | 13226.2 | 0.73069 | 65031.41 | 1 | 5000 | 13226.2 | 31598.8 | 0 | 0 | 33432.61 | 33432.61 | 0 | 200000 | 0 | 0 | 0 | 0 | 0
2022031818 | 6 | 0.49896 | 49896 | 0.21497 | 11178.44 | 0.6661 | 59282.9 | 1 | 5000 | 11178.44 | 33717.56 | 0 | 0 | 25565.34 | 25565.34 | 0 | 200000 | 0 | 0 | 0 | 0 | 0
2022031819 | 6 | 0.49541 | 49541 | 0.15824 | 8228.48 | 0.35823 | 31882.47 | 1 | 5000 | 8228.48 | 31882.47 | 0 | 0 | 0 | 0 | 4430.05 | 195569.95 | 4430.05 | 0 | 0 | 0 | 1.4552e-11
2022031820 | 6 | 0.49669 | 49669 | 0.09257 | 4813.64 | 0.06991 | 6221.99 | 1 | 5000 | 4813.64 | 6221.99 | 0 | 0 | 0 | 0 | 33633.37 | 161936.58 | 33633.37 | 0 | 0 | 0 | 0
2022031821 | 6 | 0.50522 | 50522 | 0.06887 | 3581.24 | 8e-05 | 7.12 | 1 | 5000 | 3581.24 | 7.12 | 0 | 0 | 0 | 0 | 41933.64 | 120002.94 | 41933.64 | 0 | 0 | 0 | 0
2022031822 | 6 | 0.4965 | 49650 | 0.06765 | 3517.8 | 0 | 0 | 1 | 5000 | 3517.8 | 0 | 0 | 0 | 0 | 0 | 41132.2 | 78870.74 | 41132.2 | 0 | 0 | 0 | 0
2022031823 | 6 | 0.48237 | 48237 | 0.06143 | 3194.36 | 0 | 0 | 1 | 5000 | 3194.36 | 0 | 0 | 0 | 0 | 0 | 40042.64 | 38828.1 | 40042.64 | 0 | 0 | 0 | 0
2022031824 | 6 | 0.46459 | 46459 | 0.0685 | 3562 | 0 | 0 | 1 | 5000 | 3562 | 0 | 0 | 0 | 0 | 0 | 37897 | 931.1 | 37897 | 0 | 0 | 0 | 0
2022031901 | 7 | 0.44954 | 44954 | 0.098 | 5096 | 0 | 0 | 1 | 5000 | 5096 | 0 | 0 | 0 | 0 | 0 | 34858 | 0 | 931.1 | 0 | 0 | 0 | 33926.9
2022031902 | 7 | 0.44022 | 44022 | 0.11787 | 6129.24 | 0 | 0 | 1 | 5000 | 6129.24 | 0 | 0 | 0 | 0 | 0 | 32892.76 | 0 | 0 | 0 | 0 | 0 | 32892.76
2022031903 | 7 | 0.43532 | 43532 | 0.14558 | 7570.16 | 0 | 0 | 1 | 5000 | 7570.16 | 0 | 0 | 0 | 0 | 0 | 30961.84 | 0 | 0 | 0 | 0 | 0 | 30961.84
2022031904 | 7 | 0.4346 | 43460 | 0.17127 | 8906.04 | 0 | 0 | 1 | 5000 | 8906.04 | 0 | 0 | 0 | 0 | 0 | 29553.96 | 0 | 0 | 0 | 0 | 0 | 29553.96
2022031905 | 7 | 0.44095 | 44095 | 0.19986 | 10392.72 | 0 | 0 | 1 | 5000 | 10392.72 | 0 | 0 | 0 | 0 | 0 | 28702.28 | 0 | 0 | 0 | 0 | 0 | 28702.28
2022031906 | 7 | 0.45437 | 45437 | 0.23783 | 12367.16 | 0 | 0 | 1 | 5000 | 12367.16 | 0 | 0 | 0 | 0 | 0 | 28069.84 | 0 | 0 | 0 | 0 | 0 | 28069.84
2022031907 | 7 | 0.47674 | 47674 | 0.27229 | 14159.08 | 0 | 0 | 1 | 5000 | 14159.08 | 0 | 0 | 0 | 0 | 0 | 28514.92 | 0 | 0 | 0 | 0 | 0 | 28514.92
2022031908 | 7 | 0.49826 | 49826 | 0.31757 | 16513.64 | 0.00391 | 347.99 | 1 | 5000 | 16513.64 | 347.99 | 0 | 0 | 0 | 0 | 27964.37 | 0 | 0 | 0 | 0 | 0 | 27964.37
2022031909 | 7 | 0.51224 | 51224 | 0.34538 | 17959.76 | 0.23567 | 20974.63 | 1 | 5000 | 17959.76 | 20974.63 | 0 | 0 | 0 | 0 | 7289.61 | 0 | 0 | 0 | 0 | 0 | 7289.61
2022031910 | 7 | 0.50871 | 50871 | 0.28694 | 14920.88 | 0.75191 | 66919.99 | 1 | 5000 | 14920.88 | 30950.12 | 0 | 0 | 35969.87 | 35969.87 | 0 | 30574.3895 | 0 | 0 | 0 | 30574.3895 | 0
2022031911 | 7 | 0.50045 | 50045 | 0.32466 | 16882.32 | 0.85844 | 76401.16 | 1 | 5000 | 16882.32 | 28162.68 | 0 | 0 | 48238.48 | 48238.48 | 0 | 71577.0975 | 0 | 0 | 0 | 41002.708 | 0
2022031912 | 7 | 0.4874 | 48740 | 0.32568 | 16935.36 | 0.86894 | 77335.66 | 1 | 5000 | 16935.36 | 26804.64 | 0 | 0 | 50531.02 | 50531.02 | 0 | 114528.4645 | 0 | 0 | 0 | 42951.367 | 0
2022031913 | 7 | 0.47789 | 47789 | 0.27282 | 14186.64 | 0.87767 | 78112.63 | 1 | 5000 | 14186.64 | 28602.36 | 0 | 0 | 49510.27 | 49510.27 | 0 | 156612.194 | 0 | 0 | 0 | 42083.7295 | 0
2022031914 | 7 | 0.47132 | 47132 | 0.20626 | 10725.52 | 0.87481 | 77858.09 | 1 | 5000 | 10725.52 | 31406.48 | 0 | 0 | 46451.61 | 46451.61 | 0 | 196096.0625 | 0 | 0 | 0 | 39483.8685 | 0
2022031915 | 7 | 0.47089 | 47089 | 0.18128 | 9426.56 | 0.87362 | 77752.18 | 1 | 5000 | 9426.56 | 32662.44 | 0 | 0 | 45089.74 | 45089.74 | 0 | 200000 | 0 | 0 | 0 | 3903.9375 | 0
2022031916 | 7 | 0.47457 | 47457 | 0.19403 | 10089.56 | 0.87425 | 77808.25 | 1 | 5000 | 10089.56 | 32367.44 | 0 | 0 | 45440.81 | 45440.81 | 0 | 200000 | 0 | 0 | 0 | 0 | 0
2022031917 | 7 | 0.48342 | 48342 | 0.21115 | 10979.8 | 0.86782 | 77235.98 | 1 | 5000 | 10979.8 | 32362.2 | 0 | 0 | 44873.78 | 44873.78 | 0 | 200000 | 0 | 0 | 0 | 0 | 0
2022031918 | 7 | 0.49158 | 49158 | 0.21819 | 11345.88 | 0.80543 | 71683.27 | 1 | 5000 | 11345.88 | 32812.12 | 0 | 0 | 38871.15 | 38871.15 | 0 | 200000 | 0 | 0 | 0 | 0 | 0
2022031919 | 7 | 0.49282 | 49282 | 0.22227 | 11558.04 | 0.5197 | 46253.3 | 1 | 5000 | 11558.04 | 32723.96 | 0 | 0 | 13529.34 | 13529.34 | 0 | 200000 | 0 | 0 | 0 | 0 | 0
2022031920 | 7 | 0.49126 | 49126 | 0.21867 | 11370.84 | 0.07396 | 6582.44 | 1 | 5000 | 11370.84 | 6582.44 | 0 | 0 | 0 | 0 | 26172.72 | 173827.28 | 26172.72 | 0 | 0 | 0 | 0
2022031921 | 7 | 0.49312 | 49312 | 0.26488 | 13773.76 | 0 | 0 | 1 | 5000 | 13773.76 | 0 | 0 | 0 | 0 | 0 | 30538.24 | 143289.04 | 30538.24 | 0 | 0 | 0 | 0
2022031922 | 7 | 0.48275 | 48275 | 0.37942 | 19729.84 | 0 | 0 | 1 | 5000 | 19729.84 | 0 | 0 | 0 | 0 | 0 | 23545.16 | 119743.88 | 23545.16 | 0 | 0 | 0 | 0
2022031923 | 7 | 0.46705 | 46705 | 0.48181 | 25054.12 | 0 | 0 | 1 | 5000 | 25054.12 | 0 | 0 | 0 | 0 | 0 | 16650.88 | 103093 | 16650.88 | 0 | 0 | 0 | 0
2022031924 | 7 | 0.44948 | 44948 | 0.55133 | 28669.16 | 0 | 0 | 1 | 5000 | 28669.16 | 0 | 0 | 0 | 0 | 0 | 11278.84 | 91814.16 | 11278.84 | 0 | 0 | 0 | 0
2022032001 | 1 | 0.43274 | 43274 | 0.57623 | 29963.96 | 0 | 0 | 1 | 5000 | 29963.96 | 0 | 0 | 0 | 0 | 0 | 8310.04 | 83504.12 | 8310.04 | 0 | 0 | 0 | 0
2022032002 | 1 | 0.42062 | 42062 | 0.56784 | 29527.68 | 0 | 0 | 1 | 5000 | 29527.68 | 0 | 0 | 0 | 0 | 0 | 7534.32 | 75969.8 | 7534.32 | 0 | 0 | 0 | 7.276e-12
2022032003 | 1 | 0.41222 | 41222 | 0.55518 | 28869.36 | 0 | 0 | 1 | 5000 | 28869.36 | 0 | 0 | 0 | 0 | 0 | 7352.64 | 68617.16 | 7352.64 | 0 | 0 | 0 | 0
2022032004 | 1 | 0.41104 | 41104 | 0.55319 | 28765.88 | 0 | 0 | 1 | 5000 | 28765.88 | 0 | 0 | 0 | 0 | 0 | 7338.12 | 61279.04 | 7338.12 | 0 | 0 | 0 | 0
2022032005 | 1 | 0.41332 | 41332 | 0.5491 | 28553.2 | 0 | 0 | 1 | 5000 | 28553.2 | 0 | 0 | 0 | 0 | 0 | 7778.8 | 53500.24 | 7778.8 | 0 | 0 | 0 | 0
2022032006 | 1 | 0.42055 | 42055 | 0.54482 | 28330.64 | 0 | 0 | 1 | 5000 | 28330.64 | 0 | 0 | 0 | 0 | 0 | 8724.36 | 44775.88 | 8724.36 | 0 | 0 | 0 | 0
2022032007 | 1 | 0.43506 | 43506 | 0.55423 | 28819.96 | 0 | 0 | 1 | 5000 | 28819.96 | 0 | 0 | 0 | 0 | 0 | 9686.04 | 35089.84 | 9686.04 | 0 | 0 | 0 | 0
2022032008 | 1 | 0.45301 | 45301 | 0.56244 | 29246.88 | 0.00324 | 288.36 | 1 | 5000 | 29246.88 | 288.36 | 0 | 0 | 0 | 0 | 10765.76 | 24324.08 | 10765.76 | 0 | 0 | 0 | 0
2022032009 | 1 | 0.46702 | 46702 | 0.55026 | 28613.52 | 0.1457 | 12967.3 | 1 | 5000 | 28613.52 | 12967.3 | 0 | 0 | 0 | 0 | 121.18 | 24202.9 | 121.18 | 0 | 0 | 0 | 0
2022032010 | 1 | 0.47142 | 47142 | 0.51511 | 26785.72 | 0.36347 | 32348.83 | 1 | 5000 | 26785.72 | 15356.28 | 0 | 0 | 16992.55 | 16992.55 | 0 | 38646.5675 | 0 | 0 | 0 | 14443.6675 | 0
2022032011 | 1 | 0.47225 | 47225 | 0.57329 | 29811.08 | 0.31524 | 28056.36 | 1 | 5000 | 29811.08 | 12413.92 | 0 | 0 | 15642.44 | 15642.44 | 0 | 51942.6415 | 0 | 0 | 0 | 13296.074 | 0
2022032012 | 1 | 0.47148 | 47148 | 0.61894 | 32184.88 | 0.2583 | 22988.7 | 1 | 5000 | 32184.88 | 9963.12 | 0 | 0 | 13025.58 | 13025.58 | 0 | 63014.3845 | 0 | 0 | 0 | 11071.743 | 0
2022032013 | 1 | 0.47243 | 47243 | 0.63638 | 33091.76 | 0.23458 | 20877.62 | 1 | 5000 | 33091.76 | 9151.24 | 0 | 0 | 11726.38 | 11726.38 | 0 | 72981.8075 | 0 | 0 | 0 | 9967.423 | 0
2022032014 | 1 | 0.47501 | 47501 | 0.64289 | 33430.28 | 0.23955 | 21319.95 | 1 | 5000 | 33430.28 | 9070.72 | 0 | 0 | 12249.23 | 12249.23 | 0 | 83393.653 | 0 | 0 | 0 | 10411.8455 | 0
2022032015 | 1 | 0.47982 | 47982 | 0.64624 | 33604.48 | 0.25144 | 22378.16 | 1 | 5000 | 33604.48 | 9377.52 | 0 | 0 | 13000.64 | 13000.64 | 0 | 94444.197 | 0 | 0 | 0 | 11050.544 | 0
2022032016 | 1 | 0.48809 | 48809 | 0.65222 | 33915.44 | 0.24898 | 22159.22 | 1 | 5000 | 33915.44 | 9893.56 | 0 | 0 | 12265.66 | 12265.66 | 0 | 104870.008 | 0 | 0 | 0 | 10425.811 | 0
2022032017 | 1 | 0.49751 | 49751 | 0.65898 | 34266.96 | 0.24615 | 21907.35 | 1 | 5000 | 34266.96 | 10484.04 | 0 | 0 | 11423.31 | 11423.31 | 0 | 114579.8215 | 0 | 0 | 0 | 9709.8135 | 0
2022032018 | 1 | 0.50692 | 50692 | 0.66193 | 34420.36 | 0.26085 | 23215.65 | 1 | 5000 | 34420.36 | 11271.64 | 0 | 0 | 11944.01 | 11944.01 | 0 | 124732.23 | 0 | 0 | 0 | 10152.4085 | 0
2022032019 | 1 | 0.51101 | 51101 | 0.67232 | 34960.64 | 0.16208 | 14425.12 | 1 | 5000 | 34960.64 | 11140.36 | 0 | 0 | 3284.76 | 3284.76 | 0 | 127524.276 | 0 | 0 | 0 | 2792.046 | 0
2022032020 | 1 | 0.5156 | 51560 | 0.68646 | 35695.92 | 0.03046 | 2710.94 | 1 | 5000 | 35695.92 | 2710.94 | 0 | 0 | 0 | 0 | 8153.14 | 119371.136 | 8153.14 | 0 | 0 | 0 | 0
2022032021 | 1 | 0.5265 | 52650 | 0.6921 | 35989.2 | 0 | 0 | 1 | 5000 | 35989.2 | 0 | 0 | 0 | 0 | 0 | 11660.8 | 107710.336 | 11660.8 | 0 | 0 | 0 | 0
2022032022 | 1 | 0.51517 | 51517 | 0.69397 | 36086.44 | 0 | 0 | 1 | 5000 | 36086.44 | 0 | 0 | 0 | 0 | 0 | 10430.56 | 97279.776 | 10430.56 | 0 | 0 | 0 | 0
2022032023 | 1 | 0.48987 | 48987 | 0.68084 | 35403.68 | 0 | 0 | 1 | 5000 | 35403.68 | 0 | 0 | 0 | 0 | 0 | 8583.32 | 88696.456 | 8583.32 | 0 | 0 | 0 | 0
2022032024 | 1 | 0.4587 | 45870 | 0.65097 | 33850.44 | 0 | 0 | 1 | 5000 | 33850.44 | 0 | 0 | 0 | 0 | 0 | 7019.56 | 81676.896 | 7019.56 | 0 | 0 | 0 | 0
2022032101 | 2 | 0.43385 | 43385 | 0.62875 | 32695 | 0 | 0 | 1 | 5000 | 32695 | 0 | 0 | 0 | 0 | 0 | 5690 | 75986.896 | 5690 | 0 | 0 | 0 | 0
2022032102 | 2 | 0.41796 | 41796 | 0.61499 | 31979.48 | 0 | 0 | 1 | 5000 | 31979.48 | 0 | 0 | 0 | 0 | 0 | 4816.52 | 71170.376 | 4816.52 | 0 | 0 | 0 | 7.276e-12
2022032103 | 2 | 0.41143 | 41143 | 0.60516 | 31468.32 | 0 | 0 | 1 | 5000 | 31468.32 | 0 | 0 | 0 | 0 | 0 | 4674.68 | 66495.696 | 4674.68 | 0 | 0 | 0 | 0
2022032104 | 2 | 0.41104 | 41104 | 0.60721 | 31574.92 | 0 | 0 | 1 | 5000 | 31574.92 | 0 | 0 | 0 | 0 | 0 | 4529.08 | 61966.616 | 4529.08 | 0 | 0 | 0 | 0
2022032105 | 2 | 0.41711 | 41711 | 0.60934 | 31685.68 | 0 | 0 | 1 | 5000 | 31685.68 | 0 | 0 | 0 | 0 | 0 | 5025.32 | 56941.296 | 5025.32 | 0 | 0 | 0 | 0
2022032106 | 2 | 0.43785 | 43785 | 0.61671 | 32068.92 | 0 | 0 | 1 | 5000 | 32068.92 | 0 | 0 | 0 | 0 | 0 | 6716.08 | 50225.216 | 6716.08 | 0 | 0 | 0 | 0
2022032107 | 2 | 0.4755 | 47550 | 0.6493 | 33763.6 | 0 | 0 | 1 | 5000 | 33763.6 | 0 | 0 | 0 | 0 | 0 | 8786.4 | 41438.816 | 8786.4 | 0 | 0 | 0 | 0
2022032108 | 2 | 0.49952 | 49952 | 0.63567 | 33054.84 | 0.00018 | 16.02 | 1 | 5000 | 33054.84 | 16.02 | 0 | 0 | 0 | 0 | 11881.14 | 29557.676 | 11881.14 | 0 | 0 | 0 | 0
2022032109 | 2 | 0.50486 | 50486 | 0.56407 | 29331.64 | 0.0779 | 6933.1 | 1 | 5000 | 29331.64 | 6933.1 | 0 | 0 | 0 | 0 | 9221.26 | 20336.416 | 9221.26 | 0 | 0 | 0 | 0
2022032110 | 2 | 0.51521 | 51521 | 0.53467 | 27802.84 | 0.24772 | 22047.08 | 1 | 5000 | 27802.84 | 18718.16 | 0 | 0 | 3328.92 | 3328.92 | 0 | 23165.998 | 0 | 0 | 0 | 2829.582 | 0
2022032111 | 2 | 0.52921 | 52921 | 0.5813 | 30227.6 | 0.32099 | 28568.11 | 1 | 5000 | 30227.6 | 17693.4 | 0 | 0 | 10874.71 | 10874.71 | 0 | 32409.5015 | 0 | 0 | 0 | 9243.5035 | 0
2022032112 | 2 | 0.54076 | 54076 | 0.56607 | 29435.64 | 0.34618 | 30810.02 | 1 | 5000 | 29435.64 | 19640.36 | 0 | 0 | 11169.66 | 11169.66 | 0 | 41903.7125 | 0 | 0 | 0 | 9494.211 | 0
2022032113 | 2 | 0.54478 | 54478 | 0.51838 | 26955.76 | 0.4555 | 40539.5 | 1 | 5000 | 26955.76 | 22522.24 | 0 | 0 | 18017.26 | 18017.26 | 0 | 57218.3835 | 0 | 0 | 0 | 15314.671 | 0
2022032114 | 2 | 0.5475 | 54750 | 0.50056 | 26029.12 | 0.46733 | 41592.37 | 1 | 5000 | 26029.12 | 23720.88 | 0 | 0 | 17871.49 | 17871.49 | 0 | 72409.15 | 0 | 0 | 0 | 15190.7665 | 0
2022032115 | 2 | 0.54749 | 54749 | 0.49433 | 25705.16 | 0.43479 | 38696.31 | 1 | 5000 | 25705.16 | 24043.84 | 0 | 0 | 14652.47 | 14652.47 | 0 | 84863.7495 | 0 | 0 | 0 | 12454.5995 | 0
2022032116 | 2 | 0.55002 | 55002 | 0.52023 | 27051.96 | 0.41444 | 36885.16 | 1 | 5000 | 27051.96 | 22950.04 | 0 | 0 | 13935.12 | 13935.12 | 0 | 96708.6015 | 0 | 0 | 0 | 11844.852 | 0
2022032117 | 2 | 0.55619 | 55619 | 0.54325 | 28249 | 0.3436 | 30580.4 | 1 | 5000 | 28249 | 22370 | 0 | 0 | 8210.4 | 8210.4 | 0 | 103687.4415 | 0 | 0 | 0 | 6978.84 | 0
2022032118 | 2 | 0.56335 | 56335 | 0.58895 | 30625.4 | 0.23543 | 20953.27 | 1 | 5000 | 30625.4 | 20709.6 | 0 | 0 | 243.67 | 243.67 | 0 | 103894.561 | 0 | 0 | 0 | 207.1195 | 0
2022032119 | 2 | 0.55859 | 55859 | 0.59945 | 31171.4 | 0.17078 | 15199.42 | 1 | 5000 | 31171.4 | 15199.42 | 0 | 0 | 0 | 0 | 4488.18 | 99406.381 | 4488.18 | 0 | 0 | 0 | 7.276e-12
2022032120 | 2 | 0.55288 | 55288 | 0.62545 | 32523.4 | 0.0432 | 3844.8 | 1 | 5000 | 32523.4 | 3844.8 | 0 | 0 | 0 | 0 | 13919.8 | 85486.581 | 13919.8 | 0 | 0 | 0 | 0
2022032121 | 2 | 0.5521 | 55210 | 0.599 | 31148 | 0 | 0 | 1 | 5000 | 31148 | 0 | 0 | 0 | 0 | 0 | 19062 | 66424.581 | 19062 | 0 | 0 | 0 | 0
2022032122 | 2 | 0.53871 | 53871 | 0.60709 | 31568.68 | 0 | 0 | 1 | 5000 | 31568.68 | 0 | 0 | 0 | 0 | 0 | 17302.32 | 49122.261 | 17302.32 | 0 | 0 | 0 | 0
2022032123 | 2 | 0.51332 | 51332 | 0.59244 | 30806.88 | 0 | 0 | 1 | 5000 | 30806.88 | 0 | 0 | 0 | 0 | 0 | 15525.12 | 33597.141 | 15525.12 | 0 | 0 | 0 | 0
2022032124 | 2 | 0.48083 | 48083 | 0.5432 | 28246.4 | 0 | 0 | 1 | 5000 | 28246.4 | 0 | 0 | 0 | 0 | 0 | 14836.6 | 18760.541 | 14836.6 | 0 | 0 | 0 | 0
2022032201 | 3 | 0.45287 | 45287 | 0.48684 | 25315.68 | 0 | 0 | 1 | 5000 | 25315.68 | 0 | 0 | 0 | 0 | 0 | 14971.32 | 3789.221 | 14971.32 | 0 | 0 | 0 | 0
2022032202 | 3 | 0.43783 | 43783 | 0.47601 | 24752.52 | 0 | 0 | 1 | 5000 | 24752.52 | 0 | 0 | 0 | 0 | 0 | 14030.48 | 0 | 3789.221 | 0 | 0 | 0 | 10241.259
2022032203 | 3 | 0.42948 | 42948 | 0.54479 | 28329.08 | 0 | 0 | 1 | 5000 | 28329.08 | 0 | 0 | 0 | 0 | 0 | 9618.92 | 0 | 0 | 0 | 0 | 0 | 9618.92
2022032204 | 3 | 0.42732 | 42732 | 0.56619 | 29441.88 | 0 | 0 | 1 | 5000 | 29441.88 | 0 | 0 | 0 | 0 | 0 | 8290.12 | 0 | 0 | 0 | 0 | 0 | 8290.12
2022032205 | 3 | 0.43178 | 43178 | 0.58163 | 30244.76 | 0 | 0 | 1 | 5000 | 30244.76 | 0 | 0 | 0 | 0 | 0 | 7933.24 | 0 | 0 | 0 | 0 | 0 | 7933.24
2022032206 | 3 | 0.45212 | 45212 | 0.57927 | 30122.04 | 0 | 0 | 1 | 5000 | 30122.04 | 0 | 0 | 0 | 0 | 0 | 10089.96 | 0 | 0 | 0 | 0 | 0 | 10089.96
2022032207 | 3 | 0.49 | 49000 | 0.59751 | 31070.52 | 0 | 0 | 1 | 5000 | 31070.52 | 0 | 0 | 0 | 0 | 0 | 12929.48 | 0 | 0 | 0 | 0 | 0 | 12929.48
2022032208 | 3 | 0.51144 | 51144 | 0.62495 | 32497.4 | 0.00062 | 55.18 | 1 | 5000 | 32497.4 | 55.18 | 0 | 0 | 0 | 0 | 13591.42 | 0 | 0 | 0 | 0 | 0 | 13591.42
2022032209 | 3 | 0.51111 | 51111 | 0.61224 | 31836.48 | 0.06094 | 5423.66 | 1 | 5000 | 31836.48 | 5423.66 | 0 | 0 | 0 | 0 | 8850.86 | 0 | 0 | 0 | 0 | 0 | 8850.86
2022032210 | 3 | 0.51618 | 51618 | 0.6115 | 31798 | 0.16636 | 14806.04 | 1 | 5000 | 31798 | 14806.04 | 0 | 0 | 0 | 0 | 13.96 | 0 | 0 | 0 | 0 | 0 | 13.96
2022032211 | 3 | 0.52201 | 52201 | 0.63666 | 33106.32 | 0.20501 | 18245.89 | 1 | 5000 | 33106.32 | 14094.68 | 0 | 0 | 4151.21 | 4151.21 | 0 | 3528.5285 | 0 | 0 | 0 | 3528.5285 | 0
2022032212 | 3 | 0.52825 | 52825 | 0.64751 | 33670.52 | 0.22752 | 20249.28 | 1 | 5000 | 33670.52 | 14154.48 | 0 | 0 | 6094.8 | 6094.8 | 0 | 8709.1085 | 0 | 0 | 0 | 5180.58 | 0
2022032213 | 3 | 0.53182 | 53182 | 0.64925 | 33761 | 0.21864 | 19458.96 | 1 | 5000 | 33761 | 14421 | 0 | 0 | 5037.96 | 5037.96 | 0 | 12991.3745 | 0 | 0 | 0 | 4282.266 | 0
2022032214 | 3 | 0.5355 | 53550 | 0.64351 | 33462.52 | 0.2378 | 21164.2 | 1 | 5000 | 33462.52 | 15087.48 | 0 | 0 | 6076.72 | 6076.72 | 0 | 18156.5865 | 0 | 0 | 0 | 5165.212 | 0
2022032215 | 3 | 0.53591 | 53591 | 0.63806 | 33179.12 | 0.24448 | 21758.72 | 1 | 5000 | 33179.12 | 15411.88 | 0 | 0 | 6346.84 | 6346.84 | 0 | 23551.4005 | 0 | 0 | 0 | 5394.814 | 0
2022032216 | 3 | 0.53728 | 53728 | 0.64622 | 33603.44 | 0.20657 | 18384.73 | 1 | 5000 | 33603.44 | 15124.56 | 0 | 0 | 3260.17 | 3260.17 | 0 | 26322.545 | 0 | 0 | 0 | 2771.1445 | 0
2022032217 | 3 | 0.54419 | 54419 | 0.66237 | 34443.24 | 0.16049 | 14283.61 | 1 | 5000 | 34443.24 | 14283.61 | 0 | 0 | 0 | 0 | 692.15 | 25630.395 | 692.15 | 0 | 0 | 0 | 1.819e-12
2022032218 | 3 | 0.55169 | 55169 | 0.67108 | 34896.16 | 0.14707 | 13089.23 | 1 | 5000 | 34896.16 | 13089.23 | 0 | 0 | 0 | 0 | 2183.61 | 23446.785 | 2183.61 | 0 | 0 | 0 | 0
2022032219 | 3 | 0.55254 | 55254 | 0.6587 | 34252.4 | 0.0957 | 8517.3 | 1 | 5000 | 34252.4 | 8517.3 | 0 | 0 | 0 | 0 | 7484.3 | 15962.485 | 7484.3 | 0 | 0 | 0 | 0
2022032220 | 3 | 0.55672 | 55672 | 0.64909 | 33752.68 | 0.02372 | 2111.08 | 1 | 5000 | 33752.68 | 2111.08 | 0 | 0 | 0 | 0 | 14808.24 | 1154.245 | 14808.24 | 0 | 0 | 0 | 0
2022032221 | 3 | 0.56235 | 56235 | 0.58349 | 30341.48 | 0 | 0 | 1 | 5000 | 30341.48 | 0 | 0 | 0 | 0 | 0 | 20893.52 | 0 | 1154.245 | 0 | 0 | 0 | 19739.275
2022032222 | 3 | 0.54677 | 54677 | 0.5432 | 28246.4 | 0 | 0 | 1 | 5000 | 28246.4 | 0 | 0 | 0 | 0 | 0 | 21430.6 | 0 | 0 | 0 | 0 | 0 | 21430.6
2022032223 | 3 | 0.51812 | 51812 | 0.5383 | 27991.6 | 0 | 0 | 1 | 5000 | 27991.6 | 0 | 0 | 0 | 0 | 0 | 18820.4 | 0 | 0 | 0 | 0 | 0 | 18820.4
2022032224 | 3 | 0.48767 | 48767 | 0.5695 | 29614 | 0 | 0 | 1 | 5000 | 29614 | 0 | 0 | 0 | 0 | 0 | 14153 | 0 | 0 | 0 | 0 | 0 | 14153
2022032301 | 4 | 0.46731 | 46731 | 0.58702 | 30525.04 | 0 | 0 | 1 | 5000 | 30525.04 | 0 | 0 | 0 | 0 | 0 | 11205.96 | 0 | 0 | 0 | 0 | 0 | 11205.96
2022032302 | 4 | 0.45711 | 45711 | 0.5763 | 29967.6 | 0 | 0 | 1 | 5000 | 29967.6 | 0 | 0 | 0 | 0 | 0 | 10743.4 | 0 | 0 | 0 | 0 | 0 | 10743.4
2022032303 | 4 | 0.45314 | 45314 | 0.55877 | 29056.04 | 0 | 0 | 1 | 5000 | 29056.04 | 0 | 0 | 0 | 0 | 0 | 11257.96 | 0 | 0 | 0 | 0 | 0 | 11257.96
2022032304 | 4 | 0.45522 | 45522 | 0.54554 | 28368.08 | 0 | 0 | 1 | 5000 | 28368.08 | 0 | 0 | 0 | 0 | 0 | 12153.92 | 0 | 0 | 0 | 0 | 0 | 12153.92
2022032305 | 4 | 0.46719 | 46719 | 0.53147 | 27636.44 | 0 | 0 | 1 | 5000 | 27636.44 | 0 | 0 | 0 | 0 | 0 | 14082.56 | 0 | 0 | 0 | 0 | 0 | 14082.56
2022032306 | 4 | 0.49644 | 49644 | 0.52378 | 27236.56 | 0 | 0 | 1 | 5000 | 27236.56 | 0 | 0 | 0 | 0 | 0 | 17407.44 | 0 | 0 | 0 | 0 | 0 | 17407.44
2022032307 | 4 | 0.54642 | 54642 | 0.53128 | 27626.56 | 0 | 0 | 1 | 5000 | 27626.56 | 0 | 0 | 0 | 0 | 0 | 22015.44 | 0 | 0 | 0 | 0 | 0 | 22015.44
2022032308 | 4 | 0.57317 | 57317 | 0.52001 | 27040.52 | 0.00652 | 580.28 | 1 | 5000 | 27040.52 | 580.28 | 0 | 0 | 0 | 0 | 24696.2 | 0 | 0 | 0 | 0 | 0 | 24696.2
2022032309 | 4 | 0.56332 | 56332 | 0.45128 | 23466.56 | 0.26757 | 23813.73 | 1 | 5000 | 23466.56 | 23813.73 | 0 | 0 | 0 | 0 | 4051.71 | 0 | 0 | 0 | 0 | 0 | 4051.71
2022032310 | 4 | 0.55001 | 55001 | 0.38381 | 19958.12 | 0.69823 | 62142.47 | 1 | 5000 | 19958.12 | 30042.88 | 0 | 0 | 32099.59 | 32099.59 | 0 | 27284.6515 | 0 | 0 | 0 | 27284.6515 | 0
2022032311 | 4 | 0.53506 | 53506 | 0.38206 | 19867.12 | 0.75171 | 66902.19 | 1 | 5000 | 19867.12 | 28638.88 | 0 | 0 | 38263.31 | 38263.31 | 0 | 59808.465 | 0 | 0 | 0 | 32523.8135 | 0
2022032312 | 4 | 0.52293 | 52293 | 0.40546 | 21083.92 | 0.75682 | 67356.98 | 1 | 5000 | 21083.92 | 26209.08 | 0 | 0 | 41147.9 | 41147.9 | 0 | 94784.18 | 0 | 0 | 0 | 34975.715 | 0
2022032313 | 4 | 0.51437 | 51437 | 0.45402 | 23609.04 | 0.60704 | 54026.56 | 1 | 5000 | 23609.04 | 22827.96 | 0 | 0 | 31198.6 | 31198.6 | 0 | 121302.99 | 0 | 0 | 0 | 26518.81 | 0
2022032314 | 4 | 0.50726 | 50726 | 0.48464 | 25201.28 | 0.44534 | 39635.26 | 1 | 5000 | 25201.28 | 20524.72 | 0 | 0 | 19110.54 | 19110.54 | 0 | 137546.949 | 0 | 0 | 0 | 16243.959 | 0
2022032315 | 4 | 0.50023 | 50023 | 0.49605 | 25794.6 | 0.40618 | 36150.02 | 1 | 5000 | 25794.6 | 19228.4 | 0 | 0 | 16921.62 | 16921.62 | 0 | 151930.326 | 0 | 0 | 0 | 14383.377 | 0
2022032316 | 4 | 0.49861 | 49861 | 0.49079 | 25521.08 | 0.40685 | 36209.65 | 1 | 5000 | 25521.08 | 19339.92 | 0 | 0 | 16869.73 | 16869.73 | 0 | 166269.5965 | 0 | 0 | 0 | 14339.2705 | 0
2022032317 | 4 | 0.49967 | 49967 | 0.4972 | 25854.4 | 0.36906 | 32846.34 | 1 | 5000 | 25854.4 | 19112.6 | 0 | 0 | 13733.74 | 13733.74 | 0 | 177943.2755 | 0 | 0 | 0 | 11673.679 | 0
2022032318 | 4 | 0.50263 | 50263 | 0.48825 | 25389 | 0.3503 | 31176.7 | 1 | 5000 | 25389 | 19874 | 0 | 0 | 11302.7 | 11302.7 | 0 | 187550.5705 | 0 | 0 | 0 | 9607.295 | 0
2022032319 | 4 | 0.50315 | 50315 | 0.47609 | 24756.68 | 0.23307 | 20743.23 | 1 | 5000 | 24756.68 | 20558.32 | 0 | 0 | 184.91 | 184.91 | 0 | 187707.744 | 0 | 0 | 0 | 157.1735 | 0
2022032320 | 4 | 0.5114 | 51140 | 0.41657 | 21661.64 | 0.07478 | 6655.42 | 1 | 5000 | 21661.64 | 6655.42 | 0 | 0 | 0 | 0 | 17822.94 | 169884.804 | 17822.94 | 0 | 0 | 0 | 0
2022032321 | 4 | 0.52551 | 52551 | 0.32682 | 16994.64 | 0.00019 | 16.91 | 1 | 5000 | 16994.64 | 16.91 | 0 | 0 | 0 | 0 | 30539.45 | 139345.354 | 30539.45 | 0 | 0 | 0 | 0
2022032322 | 4 | 0.51564 | 51564 | 0.25095 | 13049.4 | 0 | 0 | 1 | 5000 | 13049.4 | 0 | 0 | 0 | 0 | 0 | 33514.6 | 105830.754 | 33514.6 | 0 | 0 | 0 | 0
2022032323 | 4 | 0.4937 | 49370 | 0.22641 | 11773.32 | 0 | 0 | 1 | 5000 | 11773.32 | 0 | 0 | 0 | 0 | 0 | 32596.68 | 73234.074 | 32596.68 | 0 | 0 | 0 | 0
2022032324 | 4 | 0.46845 | 46845 | 0.18723 | 9735.96 | 0 | 0 | 1 | 5000 | 9735.96 | 0 | 0 | 0 | 0 | 0 | 32109.04 | 41125.034 | 32109.04 | 0 | 0 | 0 | 0
2022032401 | 5 | 0.45257 | 45257 | 0.15054 | 7828.08 | 0 | 0 | 1 | 5000 | 7828.08 | 0 | 0 | 0 | 0 | 0 | 32428.92 | 8696.114 | 32428.92 | 0 | 0 | 0 | 0
2022032402 | 5 | 0.4455 | 44550 | 0.14977 | 7788.04 | 0 | 0 | 1 | 5000 | 7788.04 | 0 | 0 | 0 | 0 | 0 | 31761.96 | 0 | 8696.114 | 0 | 0 | 0 | 23065.846
2022032403 | 5 | 0.44545 | 44545 | 0.2148 | 11169.6 | 0 | 0 | 1 | 5000 | 11169.6 | 0 | 0 | 0 | 0 | 0 | 28375.4 | 0 | 0 | 0 | 0 | 0 | 28375.4
2022032404 | 5 | 0.4516 | 45160 | 0.27656 | 14381.12 | 0 | 0 | 1 | 5000 | 14381.12 | 0 | 0 | 0 | 0 | 0 | 25778.88 | 0 | 0 | 0 | 0 | 0 | 25778.88
2022032405 | 5 | 0.46613 | 46613 | 0.3268 | 16993.6 | 0 | 0 | 1 | 5000 | 16993.6 | 0 | 0 | 0 | 0 | 0 | 24619.4 | 0 | 0 | 0 | 0 | 0 | 24619.4
2022032406 | 5 | 0.49978 | 49978 | 0.37898 | 19706.96 | 0 | 0 | 1 | 5000 | 19706.96 | 0 | 0 | 0 | 0 | 0 | 25271.04 | 0 | 0 | 0 | 0 | 0 | 25271.04
2022032407 | 5 | 0.55306 | 55306 | 0.41039 | 21340.28 | 0 | 0 | 1 | 5000 | 21340.28 | 0 | 0 | 0 | 0 | 0 | 28965.72 | 0 | 0 | 0 | 0 | 0 | 28965.72
2022032408 | 5 | 0.58218 | 58218 | 0.41327 | 21490.04 | 0.0075 | 667.5 | 1 | 5000 | 21490.04 | 667.5 | 0 | 0 | 0 | 0 | 31060.46 | 0 | 0 | 0 | 0 | 0 | 31060.46
2022032409 | 5 | 0.57051 | 57051 | 0.3725 | 19370 | 0.29163 | 25955.07 | 1 | 5000 | 19370 | 25955.07 | 0 | 0 | 0 | 0 | 6725.93 | 0 | 0 | 0 | 0 | 0 | 6725.93
2022032410 | 5 | 0.54866 | 54866 | 0.22375 | 11635 | 0.78711 | 70052.79 | 1 | 5000 | 11635 | 38231 | 0 | 0 | 31821.79 | 31821.79 | 0 | 27048.5215 | 0 | 0 | 0 | 27048.5215 | 0
2022032411 | 5 | 0.5312 | 53120 | 0.20179 | 10493.08 | 0.86261 | 76772.29 | 1 | 5000 | 10493.08 | 37626.92 | 0 | 0 | 39145.37 | 39145.37 | 0 | 60322.086 | 0 | 0 | 0 | 33273.5645 | 0
2022032412 | 5 | 0.51639 | 51639 | 0.30725 | 15977 | 0.84957 | 75611.73 | 1 | 5000 | 15977 | 30662 | 0 | 0 | 44949.73 | 44949.73 | 0 | 98529.3565 | 0 | 0 | 0 | 38207.2705 | 0
2022032413 | 5 | 0.50698 | 50698 | 0.42552 | 22127.04 | 0.66636 | 59306.04 | 1 | 5000 | 22127.04 | 23570.96 | 0 | 0 | 35735.08 | 35735.08 | 0 | 128904.1745 | 0 | 0 | 0 | 30374.818 | 0
2022032414 | 5 | 0.50241 | 50241 | 0.47172 | 24529.44 | 0.56529 | 50310.81 | 1 | 5000 | 24529.44 | 20711.56 | 0 | 0 | 29599.25 | 29599.25 | 0 | 154063.537 | 0 | 0 | 0 | 25159.3625 | 0
2022032415 | 5 | 0.49844 | 49844 | 0.47172 | 24529.44 | 0.52432 | 46664.48 | 1 | 5000 | 24529.44 | 20314.56 | 0 | 0 | 26349.92 | 26349.92 | 0 | 176460.969 | 0 | 0 | 0 | 22397.432 | 0
2022032416 | 5 | 0.49762 | 49762 | 0.45308 | 23560.16 | 0.53319 | 47453.91 | 1 | 5000 | 23560.16 | 21201.84 | 0 | 0 | 26252.07 | 26252.07 | 0 | 198775.2285 | 0 | 0 | 0 | 22314.2595 | 0
2022032417 | 5 | 0.50158 | 50158 | 0.41119 | 21381.88 | 0.67109 | 59727.01 | 1 | 5000 | 21381.88 | 23776.12 | 0 | 0 | 35950.89 | 35950.89 | 0 | 200000 | 0 | 0 | 0 | 1224.7715 | 0
2022032418 | 5 | 0.50522 | 50522 | 0.33613 | 17478.76 | 0.79633 | 70873.37 | 1 | 5000 | 17478.76 | 28043.24 | 0 | 0 | 42830.13 | 42830.13 | 0 | 200000 | 0 | 0 | 0 | 0 | 0
2022032419 | 5 | 0.50289 | 50289 | 0.21246 | 11047.92 | 0.63753 | 56740.17 | 1 | 5000 | 11047.92 | 34241.08 | 0 | 0 | 22499.09 | 22499.09 | 0 | 200000 | 0 | 0 | 0 | 0 | 0
2022032420 | 5 | 0.50657 | 50657 | 0.08432 | 4384.64 | 0.14287 | 12715.43 | 1 | 5000 | 4384.64 | 12715.43 | 0 | 0 | 0 | 0 | 28556.93 | 171443.07 | 28556.93 | 0 | 0 | 0 | 0
2022032421 | 5 | 0.51856 | 51856 | 0.05878 | 3056.56 | 0.00019 | 16.91 | 1 | 5000 | 3056.56 | 16.91 | 0 | 0 | 0 | 0 | 43782.53 | 127660.54 | 43782.53 | 0 | 0 | 0 | 0
2022032422 | 5 | 0.50849 | 50849 | 0.08469 | 4403.88 | 0 | 0 | 1 | 5000 | 4403.88 | 0 | 0 | 0 | 0 | 0 | 41445.12 | 86215.42 | 41445.12 | 0 | 0 | 0 | 0
2022032423 | 5 | 0.48589 | 48589 | 0.11808 | 6140.16 | 0 | 0 | 1 | 5000 | 6140.16 | 0 | 0 | 0 | 0 | 0 | 37448.84 | 48766.58 | 37448.84 | 0 | 0 | 0 | 0
2022032424 | 5 | 0.46049 | 46049 | 0.16674 | 8670.48 | 0 | 0 | 1 | 5000 | 8670.48 | 0 | 0 | 0 | 0 | 0 | 32378.52 | 16388.06 | 32378.52 | 0 | 0 | 0 | 0
2022032501 | 6 | 0.44188 | 44188 | 0.19616 | 10200.32 | 0 | 0 | 1 | 5000 | 10200.32 | 0 | 0 | 0 | 0 | 0 | 28987.68 | 0 | 16388.06 | 0 | 0 | 0 | 12599.62
2022032502 | 6 | 0.43229 | 43229 | 0.22007 | 11443.64 | 0 | 0 | 1 | 5000 | 11443.64 | 0 | 0 | 0 | 0 | 0 | 26785.36 | 0 | 0 | 0 | 0 | 0 | 26785.36
2022032503 | 6 | 0.43105 | 43105 | 0.24069 | 12515.88 | 0 | 0 | 1 | 5000 | 12515.88 | 0 | 0 | 0 | 0 | 0 | 25589.12 | 0 | 0 | 0 | 0 | 0 | 25589.12
2022032504 | 6 | 0.43452 | 43452 | 0.24316 | 12644.32 | 0 | 0 | 1 | 5000 | 12644.32 | 0 | 0 | 0 | 0 | 0 | 25807.68 | 0 | 0 | 0 | 0 | 0 | 25807.68
2022032505 | 6 | 0.4461 | 44610 | 0.24149 | 12557.48 | 0 | 0 | 1 | 5000 | 12557.48 | 0 | 0 | 0 | 0 | 0 | 27052.52 | 0 | 0 | 0 | 0 | 0 | 27052.52
2022032506 | 6 | 0.47844 | 47844 | 0.22047 | 11464.44 | 0 | 0 | 1 | 5000 | 11464.44 | 0 | 0 | 0 | 0 | 0 | 31379.56 | 0 | 0 | 0 | 0 | 0 | 31379.56
2022032507 | 6 | 0.52818 | 52818 | 0.19918 | 10357.36 | 0 | 0 | 1 | 5000 | 10357.36 | 0 | 0 | 0 | 0 | 0 | 37460.64 | 0 | 0 | 0 | 0 | 0 | 37460.64
2022032508 | 6 | 0.5566 | 55660 | 0.18059 | 9390.68 | 0.00905 | 805.45 | 1 | 5000 | 9390.68 | 805.45 | 0 | 0 | 0 | 0 | 40463.87 | 0 | 0 | 0 | 0 | 0 | 40463.87
2022032509 | 6 | 0.54808 | 54808 | 0.14575 | 7579 | 0.31162 | 27734.18 | 1 | 5000 | 7579 | 27734.18 | 0 | 0 | 0 | 0 | 14494.82 | 0 | 0 | 0 | 0 | 0 | 14494.82
2022032510 | 6 | 0.52948 | 52948 | 0.06402 | 3329.04 | 0.78577 | 69933.53 | 1 | 5000 | 3329.04 | 44618.96 | 0 | 0 | 25314.57 | 25314.57 | 0 | 21517.3845 | 0 | 0 | 0 | 21517.3845 | 0
2022032511 | 6 | 0.51425 | 51425 | 0.03527 | 1834.04 | 0.85777 | 76341.53 | 1 | 5000 | 1834.04 | 44590.96 | 0 | 0 | 31750.57 | 31750.57 | 0 | 48505.369 | 0 | 0 | 0 | 26987.9845 | 0
2022032512 | 6 | 0.50685 | 50685 | 0.05162 | 2684.24 | 0.86333 | 76836.37 | 1 | 5000 | 2684.24 | 43000.76 | 0 | 0 | 33835.61 | 33835.61 | 0 | 77265.6375 | 0 | 0 | 0 | 28760.2685 | 0
2022032513 | 6 | 0.5028 | 50280 | 0.04768 | 2479.36 | 0.86032 | 76568.48 | 1 | 5000 | 2479.36 | 42800.64 | 0 | 0 | 33767.84 | 33767.84 | 0 | 105968.3015 | 0 | 0 | 0 | 28702.664 | 0
2022032514 | 6 | 0.51038 | 51038 | 0.0298 | 1549.6 | 0.85298 | 75915.22 | 1 | 5000 | 1549.6 | 44488.4 | 0 | 0 | 31426.82 | 31426.82 | 0 | 132681.0985 | 0 | 0 | 0 | 26712.797 | 0
2022032515 | 6 | 0.52072 | 52072 | 0.0431 | 2241.2 | 0.85569 | 76156.41 | 1 | 5000 | 2241.2 | 44830.8 | 0 | 0 | 31325.61 | 31325.61 | 0 | 159307.867 | 0 | 0 | 0 | 26626.7685 | 0
2022032516 | 6 | 0.53341 | 53341 | 0.06831 | 3552.12 | 0.85707 | 76279.23 | 1 | 5000 | 3552.12 | 44788.88 | 0 | 0 | 31490.35 | 31490.35 | 0 | 186074.6645 | 0 | 0 | 0 | 26766.7975 | 0
2022032517 | 6 | 0.54805 | 54805 | 0.10122 | 5263.44 | 0.85146 | 75779.94 | 1 | 5000 | 5263.44 | 44541.56 | 0 | 0 | 31238.38 | 31238.38 | 0 | 200000 | 0 | 0 | 0 | 13925.3355 | 0
2022032518 | 6 | 0.55863 | 55863 | 0.14642 | 7613.84 | 0.81981 | 72963.09 | 1 | 5000 | 7613.84 | 43249.16 | 0 | 0 | 29713.93 | 29713.93 | 0 | 200000 | 0 | 0 | 0 | 0 | 0
2022032519 | 6 | 0.55556 | 55556 | 0.15573 | 8097.96 | 0.60583 | 53918.87 | 1 | 5000 | 8097.96 | 42458.04 | 0 | 0 | 11460.83 | 11460.83 | 0 | 200000 | 0 | 0 | 0 | 0 | 0
2022032520 | 6 | 0.54373 | 54373 | 0.18333 | 9533.16 | 0.12997 | 11567.33 | 1 | 5000 | 9533.16 | 11567.33 | 0 | 0 | 0 | 0 | 28272.51 | 171727.49 | 28272.51 | 0 | 0 | 0 | 0
2022032521 | 6 | 0.53663 | 53663 | 0.28394 | 14764.88 | 0.0002 | 17.8 | 1 | 5000 | 14764.88 | 17.8 | 0 | 0 | 0 | 0 | 33880.32 | 137847.17 | 33880.32 | 0 | 0 | 0 | 0
2022032522 | 6 | 0.51793 | 51793 | 0.38311 | 19921.72 | 0 | 0 | 1 | 5000 | 19921.72 | 0 | 0 | 0 | 0 | 0 | 26871.28 | 110975.89 | 26871.28 | 0 | 0 | 0 | 0
2022032523 | 6 | 0.49226 | 49226 | 0.43492 | 22615.84 | 0 | 0 | 1 | 5000 | 22615.84 | 0 | 0 | 0 | 0 | 0 | 21610.16 | 89365.73 | 21610.16 | 0 | 0 | 0 | 0
2022032524 | 6 | 0.4646 | 46460 | 0.48873 | 25413.96 | 0 | 0 | 1 | 5000 | 25413.96 | 0 | 0 | 0 | 0 | 0 | 16046.04 | 73319.69 | 16046.04 | 0 | 0 | 0 | 0
2022032601 | 7 | 0.44092 | 44092 | 0.55296 | 28753.92 | 0 | 0 | 1 | 5000 | 28753.92 | 0 | 0 | 0 | 0 | 0 | 10338.08 | 62981.61 | 10338.08 | 0 | 0 | 0 | 0
2022032602 | 7 | 0.42287 | 42287 | 0.53929 | 28043.08 | 0 | 0 | 1 | 5000 | 28043.08 | 0 | 0 | 0 | 0 | 0 | 9243.92 | 53737.69 | 9243.92 | 0 | 0 | 0 | 0
2022032603 | 7 | 0.41123 | 41123 | 0.49209 | 25588.68 | 0 | 0 | 1 | 5000 | 25588.68 | 0 | 0 | 0 | 0 | 0 | 10534.32 | 43203.37 | 10534.32 | 0 | 0 | 0 | 0
2022032604 | 7 | 0.40401 | 40401 | 0.42864 | 22289.28 | 0 | 0 | 1 | 5000 | 22289.28 | 0 | 0 | 0 | 0 | 0 | 13111.72 | 30091.65 | 13111.72 | 0 | 0 | 0 | 0
2022032605 | 7 | 0.40507 | 40507 | 0.36827 | 19150.04 | 0 | 0 | 1 | 5000 | 19150.04 | 0 | 0 | 0 | 0 | 0 | 16356.96 | 13734.69 | 16356.96 | 0 | 0 | 0 | 0
2022032606 | 7 | 0.41383 | 41383 | 0.38145 | 19835.4 | 0 | 0 | 1 | 5000 | 19835.4 | 0 | 0 | 0 | 0 | 0 | 16547.6 | 0 | 13734.69 | 0 | 0 | 0 | 2812.91
2022032607 | 7 | 0.43036 | 43036 | 0.37677 | 19592.04 | 0 | 0 | 1 | 5000 | 19592.04 | 0 | 0 | 0 | 0 | 0 | 18443.96 | 0 | 0 | 0 | 0 | 0 | 18443.96
2022032608 | 7 | 0.44971 | 44971 | 0.35447 | 18432.44 | 0.00773 | 687.97 | 1 | 5000 | 18432.44 | 687.97 | 0 | 0 | 0 | 0 | 20850.59 | 0 | 0 | 0 | 0 | 0 | 20850.59
2022032609 | 7 | 0.46546 | 46546 | 0.30728 | 15978.56 | 0.3035 | 27011.5 | 1 | 5000 | 15978.56 | 25567.44 | 0 | 0 | 1444.06 | 1444.06 | 0 | 1227.451 | 0 | 0 | 0 | 1227.451 | 0
2022032610 | 7 | 0.47366 | 47366 | 0.20516 | 10668.32 | 0.78778 | 70112.42 | 1 | 5000 | 10668.32 | 31697.68 | 0 | 0 | 38414.74 | 38414.74 | 0 | 33879.98 | 0 | 0 | 0 | 32652.529 | 0
2022032611 | 7 | 0.48002 | 48002 | 0.18269 | 9499.88 | 0.87118 | 77535.02 | 1 | 5000 | 9499.88 | 33502.12 | 0 | 0 | 44032.9 | 44032.9 | 0 | 71307.945 | 0 | 0 | 0 | 37427.965 | 0
2022032612 | 7 | 0.48663 | 48663 | 0.19355 | 10064.6 | 0.87225 | 77630.25 | 1 | 5000 | 10064.6 | 33598.4 | 0 | 0 | 44031.85 | 44031.85 | 0 | 108735.0175 | 0 | 0 | 0 | 37427.0725 | 0
2022032613 | 7 | 0.49427 | 49427 | 0.17551 | 9126.52 | 0.87004 | 77433.56 | 1 | 5000 | 9126.52 | 35300.48 | 0 | 0 | 42133.08 | 42133.08 | 0 | 144548.1355 | 0 | 0 | 0 | 35813.118 | 0
2022032614 | 7 | 0.50529 | 50529 | 0.15695 | 8161.4 | 0.868 | 77252 | 1 | 5000 | 8161.4 | 37367.6 | 0 | 0 | 39884.4 | 39884.4 | 0 | 178449.8755 | 0 | 0 | 0 | 33901.74 | 0
2022032615 | 7 | 0.52308 | 52308 | 0.13779 | 7165.08 | 0.86383 | 76880.87 | 1 | 5000 | 7165.08 | 40142.92 | 0 | 0 | 36737.95 | 36737.95 | 0 | 200000 | 0 | 0 | 0 | 21550.1245 | 0
2022032616 | 7 | 0.54431 | 54431 | 0.13462 | 7000.24 | 0.85931 | 76478.59 | 1 | 5000 | 7000.24 | 42430.76 | 0 | 0 | 34047.83 | 34047.83 | 0 | 200000 | 0 | 0 | 0 | 0 | 0
2022032617 | 7 | 0.56316 | 56316 | 0.14831 | 7712.12 | 0.84616 | 75308.24 | 1 | 5000 | 7712.12 | 43603.88 | 0 | 0 | 31704.36 | 31704.36 | 0 | 200000 | 0 | 0 | 0 | 0 | 0
2022032618 | 7 | 0.57364 | 57364 | 0.17316 | 9004.32 | 0.78884 | 70206.76 | 1 | 5000 | 9004.32 | 43359.68 | 0 | 0 | 26847.08 | 26847.08 | 0 | 200000 | 0 | 0 | 0 | 0 | 0
2022032619 | 7 | 0.57028 | 57028 | 0.20325 | 10569 | 0.58448 | 52018.72 | 1 | 5000 | 10569 | 41459 | 0 | 0 | 10559.72 | 10559.72 | 0 | 200000 | 0 | 0 | 0 | 0 | 0
2022032620 | 7 | 0.55102 | 55102 | 0.23584 | 12263.68 | 0.11432 | 10174.48 | 1 | 5000 | 12263.68 | 10174.48 | 0 | 0 | 0 | 0 | 27663.84 | 172336.16 | 27663.84 | 0 | 0 | 0 | 0
2022032621 | 7 | 0.5459 | 54590 | 0.31895 | 16585.4 | 0.00013 | 11.57 | 1 | 5000 | 16585.4 | 11.57 | 0 | 0 | 0 | 0 | 32993.03 | 139343.13 | 32993.03 | 0 | 0 | 0 | 0
2022032622 | 7 | 0.52648 | 52648 | 0.42775 | 22243 | 0 | 0 | 1 | 5000 | 22243 | 0 | 0 | 0 | 0 | 0 | 25405 | 113938.13 | 25405 | 0 | 0 | 0 | 0
2022032623 | 7 | 0.50199 | 50199 | 0.51117 | 26580.84 | 0 | 0 | 1 | 5000 | 26580.84 | 0 | 0 | 0 | 0 | 0 | 18618.16 | 95319.97 | 18618.16 | 0 | 0 | 0 | 0
2022032624 | 7 | 0.47517 | 47517 | 0.55671 | 28948.92 | 0 | 0 | 1 | 5000 | 28948.92 | 0 | 0 | 0 | 0 | 0 | 13568.08 | 81751.89 | 13568.08 | 0 | 0 | 0 | 0
2022032701 | 1 | 0.44954 | 44954 | 0.56748 | 29508.96 | 0 | 0 | 1 | 5000 | 29508.96 | 0 | 0 | 0 | 0 | 0 | 10445.04 | 71306.85 | 10445.04 | 0 | 0 | 0 | 0
2022032702 | 1 | 0.42826 | 42826 | 0.55586 | 28904.72 | 0 | 0 | 1 | 5000 | 28904.72 | 0 | 0 | 0 | 0 | 0 | 8921.28 | 62385.57 | 8921.28 | 0 | 0 | 0 | 0
2022032703 | 1 | 0.41511 | 41511 | 0.56014 | 29127.28 | 0 | 0 | 1 | 5000 | 29127.28 | 0 | 0 | 0 | 0 | 0 | 7383.72 | 55001.85 | 7383.72 | 0 | 0 | 0 | 0
2022032704 | 1 | 0.40753 | 40753 | 0.57231 | 29760.12 | 0 | 0 | 1 | 5000 | 29760.12 | 0 | 0 | 0 | 0 | 0 | 5992.88 | 49008.97 | 5992.88 | 0 | 0 | 0 | 0
2022032705 | 1 | 0.4051 | 40510 | 0.57194 | 29740.88 | 0 | 0 | 1 | 5000 | 29740.88 | 0 | 0 | 0 | 0 | 0 | 5769.12 | 43239.85 | 5769.12 | 0 | 0 | 0 | 0
2022032706 | 1 | 0.40782 | 40782 | 0.57424 | 29860.48 | 0 | 0 | 1 | 5000 | 29860.48 | 0 | 0 | 0 | 0 | 0 | 5921.52 | 37318.33 | 5921.52 | 0 | 0 | 0 | 0
2022032707 | 1 | 0.41437 | 41437 | 0.57809 | 30060.68 | 0 | 0 | 1 | 5000 | 30060.68 | 0 | 0 | 0 | 0 | 0 | 6376.32 | 30942.01 | 6376.32 | 0 | 0 | 0 | 0
2022032708 | 1 | 0.42371 | 42371 | 0.56836 | 29554.72 | 0.0087 | 774.3 | 1 | 5000 | 29554.72 | 774.3 | 0 | 0 | 0 | 0 | 7041.98 | 23900.03 | 7041.98 | 0 | 0 | 0 | 0
2022032709 | 1 | 0.44063 | 44063 | 0.53571 | 27856.92 | 0.24622 | 21913.58 | 1 | 5000 | 27856.92 | 11206.08 | 0 | 0 | 10707.5 | 10707.5 | 0 | 33001.405 | 0 | 0 | 0 | 9101.375 | 0
2022032710 | 1 | 0.45928 | 45928 | 0.45558 | 23690.16 | 0.64035 | 56991.15 | 1 | 5000 | 23690.16 | 17237.84 | 0 | 0 | 39753.31 | 39753.31 | 0 | 66791.7185 | 0 | 0 | 0 | 33790.3135 | 0
2022032711 | 1 | 0.47333 | 47333 | 0.43922 | 22839.44 | 0.70482 | 62728.98 | 1 | 5000 | 22839.44 | 19493.56 | 0 | 0 | 43235.42 | 43235.42 | 0 | 103541.8255 | 0 | 0 | 0 | 36750.107 | 0
2022032712 | 1 | 0.4881 | 48810 | 0.4212 | 21902.4 | 0.76013 | 67651.57 | 1 | 5000 | 21902.4 | 21907.6 | 0 | 0 | 45743.97 | 45743.97 | 0 | 142424.2 | 0 | 0 | 0 | 38882.3745 | 0
2022032713 | 1 | 0.5057 | 50570 | 0.40428 | 21022.56 | 0.7949 | 70746.1 | 1 | 5000 | 21022.56 | 24547.44 | 0 | 0 | 46198.66 | 46198.66 | 0 | 181693.061 | 0 | 0 | 0 | 39268.861 | 0
2022032714 | 1 | 0.52447 | 52447 | 0.36378 | 18916.56 | 0.83323 | 74157.47 | 1 | 5000 | 18916.56 | 28530.44 | 0 | 0 | 45627.03 | 45627.03 | 0 | 200000 | 0 | 0 | 0 | 18306.939 | 0
2022032715 | 1 | 0.5464 | 54640 | 0.34317 | 17844.84 | 0.84281 | 75010.09 | 1 | 5000 | 17844.84 | 31795.16 | 0 | 0 | 43214.93 | 43214.93 | 0 | 200000 | 0 | 0 | 0 | 0 | 0
2022032716 | 1 | 0.56995 | 56995 | 0.34309 | 17840.68 | 0.84061 | 74814.29 | 1 | 5000 | 17840.68 | 34154.32 | 0 | 0 | 40659.97 | 40659.97 | 0 | 200000 | 0 | 0 | 0 | 0 | 0
2022032717 | 1 | 0.59199 | 59199 | 0.35608 | 18516.16 | 0.80698 | 71821.22 | 1 | 5000 | 18516.16 | 35682.84 | 0 | 0 | 36138.38 | 36138.38 | 0 | 200000 | 0 | 0 | 0 | 0 | 0
2022032718 | 1 | 0.60643 | 60643 | 0.37764 | 19637.28 | 0.74765 | 66540.85 | 1 | 5000 | 19637.28 | 36005.72 | 0 | 0 | 30535.13 | 30535.13 | 0 | 200000 | 0 | 0 | 0 | 0 | 0
2022032719 | 1 | 0.60261 | 60261 | 0.43335 | 22534.2 | 0.46523 | 41405.47 | 1 | 5000 | 22534.2 | 32726.8 | 0 | 0 | 8678.67 | 8678.67 | 0 | 200000 | 0 | 0 | 0 | 0 | 0
2022032720 | 1 | 0.58849 | 58849 | 0.48001 | 24960.52 | 0.08411 | 7485.79 | 1 | 5000 | 24960.52 | 7485.79 | 0 | 0 | 0 | 0 | 21402.69 | 178597.31 | 21402.69 | 0 | 0 | 0 | 0
2022032721 | 1 | 0.58616 | 58616 | 0.58043 | 30182.36 | 0.00029 | 25.81 | 1 | 5000 | 30182.36 | 25.81 | 0 | 0 | 0 | 0 | 23407.83 | 155189.48 | 23407.83 | 0 | 0 | 0 | 0
2022032722 | 1 | 0.56639 | 56639 | 0.65529 | 34075.08 | 0 | 0 | 1 | 5000 | 34075.08 | 0 | 0 | 0 | 0 | 0 | 17563.92 | 137625.56 | 17563.92 | 0 | 0 | 0 | 0
2022032723 | 1 | 0.53157 | 53157 | 0.66288 | 34469.76 | 0 | 0 | 1 | 5000 | 34469.76 | 0 | 0 | 0 | 0 | 0 | 13687.24 | 123938.32 | 13687.24 | 0 | 0 | 0 | 0
2022032724 | 1 | 0.49091 | 49091 | 0.64494 | 33536.88 | 0 | 0 | 1 | 5000 | 33536.88 | 0 | 0 | 0 | 0 | 0 | 10554.12 | 113384.2 | 10554.12 | 0 | 0 | 0 | 0
2022032801 | 2 | 0.4569 | 45690 | 0.6261 | 32557.2 | 0 | 0 | 1 | 5000 | 32557.2 | 0 | 0 | 0 | 0 | 0 | 8132.8 | 105251.4 | 8132.8 | 0 | 0 | 0 | 0
2022032802 | 2 | 0.43555 | 43555 | 0.604 | 31408 | 0 | 0 | 1 | 5000 | 31408 | 0 | 0 | 0 | 0 | 0 | 7147 | 98104.4 | 7147 | 0 | 0 | 0 | 0
2022032803 | 2 | 0.42268 | 42268 | 0.59513 | 30946.76 | 0 | 0 | 1 | 5000 | 30946.76 | 0 | 0 | 0 | 0 | 0 | 6321.24 | 91783.16 | 6321.24 | 0 | 0 | 0 | 0
2022032804 | 2 | 0.41675 | 41675 | 0.57742 | 30025.84 | 0 | 0 | 1 | 5000 | 30025.84 | 0 | 0 | 0 | 0 | 0 | 6649.16 | 85134 | 6649.16 | 0 | 0 | 0 | 0
2022032805 | 2 | 0.41915 | 41915 | 0.55649 | 28937.48 | 0 | 0 | 1 | 5000 | 28937.48 | 0 | 0 | 0 | 0 | 0 | 7977.52 | 77156.48 | 7977.52 | 0 | 0 | 0 | 7.276e-12
2022032806 | 2 | 0.43694 | 43694 | 0.55964 | 29101.28 | 0 | 0 | 1 | 5000 | 29101.28 | 0 | 0 | 0 | 0 | 0 | 9592.72 | 67563.76 | 9592.72 | 0 | 0 | 0 | 0
2022032807 | 2 | 0.47188 | 47188 | 0.54502 | 28341.04 | 0 | 0 | 1 | 5000 | 28341.04 | 0 | 0 | 0 | 0 | 0 | 13846.96 | 53716.8 | 13846.96 | 0 | 0 | 0 | 0
2022032808 | 2 | 0.48801 | 48801 | 0.52572 | 27337.44 | 0.00709 | 631.01 | 1 | 5000 | 27337.44 | 631.01 | 0 | 0 | 0 | 0 | 15832.55 | 37884.25 | 15832.55 | 0 | 0 | 0 | 0
2022032809 | 2 | 0.49253 | 49253 | 0.48201 | 25064.52 | 0.26011 | 23149.79 | 1 | 5000 | 25064.52 | 19188.48 | 0 | 0 | 3961.31 | 3961.31 | 0 | 41251.3635 | 0 | 0 | 0 | 3367.1135 | 0
2022032810 | 2 | 0.50643 | 50643 | 0.44828 | 23310.56 | 0.62446 | 55576.94 | 1 | 5000 | 23310.56 | 22332.44 | 0 | 0 | 33244.5 | 33244.5 | 0 | 69509.1885 | 0 | 0 | 0 | 28257.825 | 0
2022032811 | 2 | 0.52222 | 52222 | 0.44252 | 23011.04 | 0.71296 | 63453.44 | 1 | 5000 | 23011.04 | 24210.96 | 0 | 0 | 39242.48 | 39242.48 | 0 | 102865.2965 | 0 | 0 | 0 | 33356.108 | 0
2022032812 | 2 | 0.53603 | 53603 | 0.42249 | 21969.48 | 0.74942 | 66698.38 | 1 | 5000 | 21969.48 | 26633.52 | 0 | 0 | 40064.86 | 40064.86 | 0 | 136920.4275 | 0 | 0 | 0 | 34055.131 | 0
2022032813 | 2 | 0.55186 | 55186 | 0.39165 | 20365.8 | 0.77769 | 69214.41 | 1 | 5000 | 20365.8 | 29820.2 | 0 | 0 | 39394.21 | 39394.21 | 0 | 170405.506 | 0 | 0 | 0 | 33485.0785 | 0
2022032814 | 2 | 0.57157 | 57157 | 0.38464 | 20001.28 | 0.77575 | 69041.75 | 1 | 5000 | 20001.28 | 32155.72 | 0 | 0 | 36886.03 | 36886.03 | 0 | 200000 | 0 | 0 | 0 | 29594.494 | 0
2022032815 | 2 | 0.59272 | 59272 | 0.40971 | 21304.92 | 0.74702 | 66484.78 | 1 | 5000 | 21304.92 | 32967.08 | 0 | 0 | 33517.7 | 33517.7 | 0 | 200000 | 0 | 0 | 0 | 0 | 0
2022032816 | 2 | 0.61368 | 61368 | 0.47547 | 24724.44 | 0.67126 | 59742.14 | 1 | 5000 | 24724.44 | 31643.56 | 0 | 0 | 28098.58 | 28098.58 | 0 | 200000 | 0 | 0 | 0 | 0 | 0
2022032817 | 2 | 0.63119 | 63119 | 0.51484 | 26771.68 | 0.5906 | 52563.4 | 1 | 5000 | 26771.68 | 31347.32 | 0 | 0 | 21216.08 | 21216.08 | 0 | 200000 | 0 | 0 | 0 | 0 | 0
2022032818 | 2 | 0.63729 | 63729 | 0.53649 | 27897.48 | 0.47545 | 42315.05 | 1 | 5000 | 27897.48 | 30831.52 | 0 | 0 | 11483.53 | 11483.53 | 0 | 200000 | 0 | 0 | 0 | 0 | 0
2022032819 | 2 | 0.62576 | 62576 | 0.56629 | 29447.08 | 0.29104 | 25902.56 | 1 | 5000 | 29447.08 | 25902.56 | 0 | 0 | 0 | 0 | 2226.36 | 197773.64 | 2226.36 | 0 | 0 | 0 | 1.4552e-11
2022032820 | 2 | 0.60808 | 60808 | 0.57547 | 29924.44 | 0.03506 | 3120.34 | 1 | 5000 | 29924.44 | 3120.34 | 0 | 0 | 0 | 0 | 22763.22 | 175010.42 | 22763.22 | 0 | 0 | 0 | 0
2022032821 | 2 | 0.60573 | 60573 | 0.61872 | 32173.44 | 6e-05 | 5.34 | 1 | 5000 | 32173.44 | 5.34 | 0 | 0 | 0 | 0 | 23394.22 | 151616.2 | 23394.22 | 0 | 0 | 0 | 0
2022032822 | 2 | 0.58506 | 58506 | 0.66528 | 34594.56 | 0 | 0 | 1 | 5000 | 34594.56 | 0 | 0 | 0 | 0 | 0 | 18911.44 | 132704.76 | 18911.44 | 0 | 0 | 0 | 0
2022032823 | 2 | 0.54898 | 54898 | 0.67199 | 34943.48 | 0 | 0 | 1 | 5000 | 34943.48 | 0 | 0 | 0 | 0 | 0 | 14954.52 | 117750.24 | 14954.52 | 0 | 0 | 0 | 0
2022032824 | 2 | 0.50951 | 50951 | 0.67919 | 35317.88 | 0 | 0 | 1 | 5000 | 35317.88 | 0 | 0 | 0 | 0 | 0 | 10633.12 | 107117.12 | 10633.12 | 0 | 0 | 0 | 0
2022032901 | 3 | 0.47964 | 47964 | 0.68567 | 35654.84 | 0 | 0 | 1 | 5000 | 35654.84 | 0 | 0 | 0 | 0 | 0 | 7309.16 | 99807.96 | 7309.16 | 0 | 0 | 0 | 0
2022032902 | 3 | 0.45978 | 45978 | 0.67452 | 35075.04 | 0 | 0 | 1 | 5000 | 35075.04 | 0 | 0 | 0 | 0 | 0 | 5902.96 | 93905 | 5902.96 | 0 | 0 | 0 | 7.276e-12
2022032903 | 3 | 0.446 | 44600 | 0.66404 | 34530.08 | 0 | 0 | 1 | 5000 | 34530.08 | 0 | 0 | 0 | 0 | 0 | 5069.92 | 88835.08 | 5069.92 | 0 | 0 | 0 | 0
2022032904 | 3 | 0.44017 | 44017 | 0.65986 | 34312.72 | 0 | 0 | 1 | 5000 | 34312.72 | 0 | 0 | 0 | 0 | 0 | 4704.28 | 84130.8 | 4704.28 | 0 | 0 | 0 | 0
2022032905 | 3 | 0.44358 | 44358 | 0.66017 | 34328.84 | 0 | 0 | 1 | 5000 | 34328.84 | 0 | 0 | 0 | 0 | 0 | 5029.16 | 79101.64 | 5029.16 | 0 | 0 | 0 | 7.276e-12
2022032906 | 3 | 0.46326 | 46326 | 0.66586 | 34624.72 | 0 | 0 | 1 | 5000 | 34624.72 | 0 | 0 | 0 | 0 | 0 | 6701.28 | 72400.36 | 6701.28 | 0 | 0 | 0 | 0
2022032907 | 3 | 0.50016 | 50016 | 0.66729 | 34699.08 | 0 | 0 | 1 | 5000 | 34699.08 | 0 | 0 | 0 | 0 | 0 | 10316.92 | 62083.44 | 10316.92 | 0 | 0 | 0 | 0
2022032908 | 3 | 0.51725 | 51725 | 0.66425 | 34541 | 0.00162 | 144.18 | 1 | 5000 | 34541 | 144.18 | 0 | 0 | 0 | 0 | 12039.82 | 50043.62 | 12039.82 | 0 | 0 | 0 | 0
2022032909 | 3 | 0.52303 | 52303 | 0.64628 | 33606.56 | 0.13036 | 11602.04 | 1 | 5000 | 33606.56 | 11602.04 | 0 | 0 | 0 | 0 | 2094.4 | 47949.22 | 2094.4 | 0 | 0 | 0 | 0
2022032910 | 3 | 0.53458 | 53458 | 0.61944 | 32210.88 | 0.31275 | 27834.75 | 1 | 5000 | 32210.88 | 16247.12 | 0 | 0 | 11587.63 | 11587.63 | 0 | 57798.7055 | 0 | 0 | 0 | 9849.4855 | 0
2022032911 | 3 | 0.55036 | 55036 | 0.64077 | 33320.04 | 0.29161 | 25953.29 | 1 | 5000 | 33320.04 | 16715.96 | 0 | 0 | 9237.33 | 9237.33 | 0 | 65650.436 | 0 | 0 | 0 | 7851.7305 | 0
2022032912 | 3 | 0.56522 | 56522 | 0.64703 | 33645.56 | 0.29884 | 26596.76 | 1 | 5000 | 33645.56 | 17876.44 | 0 | 0 | 8720.32 | 8720.32 | 0 | 73062.708 | 0 | 0 | 0 | 7412.272 | 0
2022032913 | 3 | 0.57861 | 57861 | 0.63787 | 33169.24 | 0.31411 | 27955.79 | 1 | 5000 | 33169.24 | 19691.76 | 0 | 0 | 8264.03 | 8264.03 | 0 | 80087.1335 | 0 | 0 | 0 | 7024.4255 | 0
2022032914 | 3 | 0.59003 | 59003 | 0.63561 | 33051.72 | 0.32265 | 28715.85 | 1 | 5000 | 33051.72 | 20951.28 | 0 | 0 | 7764.57 | 7764.57 | 0 | 86687.018 | 0 | 0 | 0 | 6599.8845 | 0
2022032915 | 3 | 0.6016 | 60160 | 0.64322 | 33447.44 | 0.31727 | 28237.03 | 1 | 5000 | 33447.44 | 21712.56 | 0 | 0 | 6524.47 | 6524.47 | 0 | 92232.8175 | 0 | 0 | 0 | 5545.7995 | 0
2022032916 | 3 | 0.60872 | 60872 | 0.65432 | 34024.64 | 0.27131 | 24146.59 | 1 | 5000 | 34024.64 | 21847.36 | 0 | 0 | 2299.23 | 2299.23 | 0 | 94187.163 | 0 | 0 | 0 | 1954.3455 | 0
2022032917 | 3 | 0.61347 | 61347 | 0.65617 | 34120.84 | 0.25932 | 23079.48 | 1 | 5000 | 34120.84 | 22226.16 | 0 | 0 | 853.32 | 853.32 | 0 | 94912.485 | 0 | 0 | 0 | 725.322 | 0
2022032918 | 3 | 0.61215 | 61215 | 0.66548 | 34604.96 | 0.22196 | 19754.44 | 1 | 5000 | 34604.96 | 19754.44 | 0 | 0 | 0 | 0 | 1855.6 | 93056.885 | 1855.6 | 0 | 0 | 0 | 0
2022032919 | 3 | 0.59901 | 59901 | 0.67249 | 34969.48 | 0.1474 | 13118.6 | 1 | 5000 | 34969.48 | 13118.6 | 0 | 0 | 0 | 0 | 6812.92 | 86243.965 | 6812.92 | 0 | 0 | 0 | 0
2022032920 | 3 | 0.59523 | 59523 | 0.68044 | 35382.88 | 0.03635 | 3235.15 | 1 | 5000 | 35382.88 | 3235.15 | 0 | 0 | 0 | 0 | 15904.97 | 70338.995 | 15904.97 | 0 | 0 | 0 | 0
2022032921 | 3 | 0.60137 | 60137 | 0.69816 | 36304.32 | 0.00014 | 12.46 | 1 | 5000 | 36304.32 | 12.46 | 0 | 0 | 0 | 0 | 18820.22 | 51518.775 | 18820.22 | 0 | 0 | 0 | 0
2022032922 | 3 | 0.58642 | 58642 | 0.66843 | 34758.36 | 0 | 0 | 1 | 5000 | 34758.36 | 0 | 0 | 0 | 0 | 0 | 18883.64 | 32635.135 | 18883.64 | 0 | 0 | 0 | 0
2022032923 | 3 | 0.55481 | 55481 | 0.63888 | 33221.76 | 0 | 0 | 1 | 5000 | 33221.76 | 0 | 0 | 0 | 0 | 0 | 17259.24 | 15375.895 | 17259.24 | 0 | 0 | 0 | 0
2022032924 | 3 | 0.51911 | 51911 | 0.60925 | 31681 | 0 | 0 | 1 | 5000 | 31681 | 0 | 0 | 0 | 0 | 0 | 15230 | 145.895 | 15230 | 0 | 0 | 0 | 0
2022033001 | 4 | 0.4878 | 48780 | 0.56182 | 29214.64 | 0 | 0 | 1 | 5000 | 29214.64 | 0 | 0 | 0 | 0 | 0 | 14565.36 | 0 | 145.895 | 0 | 0 | 0 | 14419.465
2022033002 | 4 | 0.46798 | 46798 | 0.50822 | 26427.44 | 0 | 0 | 1 | 5000 | 26427.44 | 0 | 0 | 0 | 0 | 0 | 15370.56 | 0 | 0 | 0 | 0 | 0 | 15370.56
2022033003 | 4 | 0.45794 | 45794 | 0.54294 | 28232.88 | 0 | 0 | 1 | 5000 | 28232.88 | 0 | 0 | 0 | 0 | 0 | 12561.12 | 0 | 0 | 0 | 0 | 0 | 12561.12
2022033004 | 4 | 0.45121 | 45121 | 0.55612 | 28918.24 | 0 | 0 | 1 | 5000 | 28918.24 | 0 | 0 | 0 | 0 | 0 | 11202.76 | 0 | 0 | 0 | 0 | 0 | 11202.76
2022033005 | 4 | 0.45346 | 45346 | 0.59339 | 30856.28 | 0 | 0 | 1 | 5000 | 30856.28 | 0 | 0 | 0 | 0 | 0 | 9489.72 | 0 | 0 | 0 | 0 | 0 | 9489.72
2022033006 | 4 | 0.46937 | 46937 | 0.5974 | 31064.8 | 0 | 0 | 1 | 5000 | 31064.8 | 0 | 0 | 0 | 0 | 0 | 10872.2 | 0 | 0 | 0 | 0 | 0 | 10872.2
2022033007 | 4 | 0.49901 | 49901 | 0.59085 | 30724.2 | 0 | 0 | 1 | 5000 | 30724.2 | 0 | 0 | 0 | 0 | 0 | 14176.8 | 0 | 0 | 0 | 0 | 0 | 14176.8
2022033008 | 4 | 0.51686 | 51686 | 0.58199 | 30263.48 | 0.00249 | 221.61 | 1 | 5000 | 30263.48 | 221.61 | 0 | 0 | 0 | 0 | 16200.91 | 0 | 0 | 0 | 0 | 0 | 16200.91
2022033009 | 4 | 0.51956 | 51956 | 0.60973 | 31705.96 | 0.06782 | 6035.98 | 1 | 5000 | 31705.96 | 6035.98 | 0 | 0 | 0 | 0 | 9214.06 | 0 | 0 | 0 | 0 | 0 | 9214.06
2022033010 | 4 | 0.52553 | 52553 | 0.61818 | 32145.36 | 0.11648 | 10366.72 | 1 | 5000 | 32145.36 | 10366.72 | 0 | 0 | 0 | 0 | 5040.92 | 0 | 0 | 0 | 0 | 0 | 5040.92
2022033011 | 4 | 0.52989 | 52989 | 0.64634 | 33609.68 | 0.18849 | 16775.61 | 1 | 5000 | 33609.68 | 14379.32 | 0 | 0 | 2396.29 | 2396.29 | 0 | 2036.8465 | 0 | 0 | 0 | 2036.8465 | 0
2022033012 | 4 | 0.52995 | 52995 | 0.65933 | 34285.16 | 0.23744 | 21132.16 | 1 | 5000 | 34285.16 | 13709.84 | 0 | 0 | 7422.32 | 7422.32 | 0 | 8345.8185 | 0 | 0 | 0 | 6308.972 | 0
2022033013 | 4 | 0.53606 | 53606 | 0.65788 | 34209.76 | 0.28495 | 25360.55 | 1 | 5000 | 34209.76 | 14396.24 | 0 | 0 | 10964.31 | 10964.31 | 0 | 17665.482 | 0 | 0 | 0 | 9319.6635 | 0
2022033014 | 4 | 0.54634 | 54634 | 0.64837 | 33715.24 | 0.31555 | 28083.95 | 1 | 5000 | 33715.24 | 15918.76 | 0 | 0 | 12165.19 | 12165.19 | 0 | 28005.8935 | 0 | 0 | 0 | 10340.4115 | 0
2022033015 | 4 | 0.55407 | 55407 | 0.61246 | 31847.92 | 0.36636 | 32606.04 | 1 | 5000 | 31847.92 | 18559.08 | 0 | 0 | 14046.96 | 14046.96 | 0 | 39945.8095 | 0 | 0 | 0 | 11939.916 | 0
2022033016 | 4 | 0.56114 | 56114 | 0.55526 | 28873.52 | 0.42505 | 37829.45 | 1 | 5000 | 28873.52 | 22240.48 | 0 | 0 | 15588.97 | 15588.97 | 0 | 53196.434 | 0 | 0 | 0 | 13250.6245 | 0
2022033017 | 4 | 0.56928 | 56928 | 0.48716 | 25332.32 | 0.48902 | 43522.78 | 1 | 5000 | 25332.32 | 26595.68 | 0 | 0 | 16927.1 | 16927.1 | 0 | 67584.469 | 0 | 0 | 0 | 14388.035 | 0
2022033018 | 4 | 0.57265 | 57265 | 0.41248 | 21448.96 | 0.59399 | 52865.11 | 1 | 5000 | 21448.96 | 30816.04 | 0 | 0 | 22049.07 | 22049.07 | 0 | 86326.1785 | 0 | 0 | 0 | 18741.7095 | 0
2022033019 | 4 | 0.56343 | 56343 | 0.32302 | 16797.04 | 0.45048 | 40092.72 | 1 | 5000 | 16797.04 | 34545.96 | 0 | 0 | 5546.76 | 5546.76 | 0 | 91040.9245 | 0 | 0 | 0 | 4714.746 | 0
2022033020 | 4 | 0.55171 | 55171 | 0.20479 | 10649.08 | 0.1018 | 9060.2 | 1 | 5000 | 10649.08 | 9060.2 | 0 | 0 | 0 | 0 | 30461.72 | 60579.2045 | 30461.72 | 0 | 0 | 0 | 0
2022033021 | 4 | 0.55381 | 55381 | 0.1534 | 7976.8 | 0.00018 | 16.02 | 1 | 5000 | 7976.8 | 16.02 | 0 | 0 | 0 | 0 | 42388.18 | 18191.0245 | 42388.18 | 0 | 0 | 0 | 0
2022033022 | 4 | 0.53488 | 53488 | 0.17547 | 9124.44 | 0 | 0 | 1 | 5000 | 9124.44 | 0 | 0 | 0 | 0 | 0 | 39363.56 | 0 | 18191.0245 | 0 | 0 | 0 | 21172.5355
2022033023 | 4 | 0.50095 | 50095 | 0.21331 | 11092.12 | 0 | 0 | 1 | 5000 | 11092.12 | 0 | 0 | 0 | 0 | 0 | 34002.88 | 0 | 0 | 0 | 0 | 0 | 34002.88
2022033024 | 4 | 0.46318 | 46318 | 0.23257 | 12093.64 | 0 | 0 | 1 | 5000 | 12093.64 | 0 | 0 | 0 | 0 | 0 | 29224.36 | 0 | 0 | 0 | 0 | 0 | 29224.36
2022033101 | 5 | 0.43704 | 43704 | 0.23694 | 12320.88 | 0 | 0 | 1 | 5000 | 12320.88 | 0 | 0 | 0 | 0 | 0 | 26383.12 | 0 | 0 | 0 | 0 | 0 | 26383.12
2022033102 | 5 | 0.42279 | 42279 | 0.18355 | 9544.6 | 0 | 0 | 1 | 5000 | 9544.6 | 0 | 0 | 0 | 0 | 0 | 27734.4 | 0 | 0 | 0 | 0 | 0 | 27734.4
2022033103 | 5 | 0.41399 | 41399 | 0.19459 | 10118.68 | 0 | 0 | 1 | 5000 | 10118.68 | 0 | 0 | 0 | 0 | 0 | 26280.32 | 0 | 0 | 0 | 0 | 0 | 26280.32
2022033104 | 5 | 0.41097 | 41097 | 0.24623 | 12803.96 | 0 | 0 | 1 | 5000 | 12803.96 | 0 | 0 | 0 | 0 | 0 | 23293.04 | 0 | 0 | 0 | 0 | 0 | 23293.04
2022033105 | 5 | 0.41769 | 41769 | 0.3047 | 15844.4 | 0 | 0 | 1 | 5000 | 15844.4 | 0 | 0 | 0 | 0 | 0 | 20924.6 | 0 | 0 | 0 | 0 | 0 | 20924.6
2022033106 | 5 | 0.44163 | 44163 | 0.27755 | 14432.6 | 0 | 0 | 1 | 5000 | 14432.6 | 0 | 0 | 0 | 0 | 0 | 24730.4 | 0 | 0 | 0 | 0 | 0 | 24730.4
2022033107 | 5 | 0.48407 | 48407 | 0.25808 | 13420.16 | 0 | 0 | 1 | 5000 | 13420.16 | 0 | 0 | 0 | 0 | 0 | 29986.84 | 0 | 0 | 0 | 0 | 0 | 29986.84
2022033108 | 5 | 0.50481 | 50481 | 0.2278 | 11845.6 | 0.01003 | 892.67 | 1 | 5000 | 11845.6 | 892.67 | 0 | 0 | 0 | 0 | 32742.73 | 0 | 0 | 0 | 0 | 0 | 32742.73
2022033109 | 5 | 0.50484 | 50484 | 0.20325 | 10569 | 0.29278 | 26057.42 | 1 | 5000 | 10569 | 26057.42 | 0 | 0 | 0 | 0 | 8857.58 | 0 | 0 | 0 | 0 | 0 | 8857.58
2022033110 | 5 | 0.50671 | 50671 | 0.14085 | 7324.2 | 0.69266 | 61646.74 | 1 | 5000 | 7324.2 | 38346.8 | 0 | 0 | 23299.94 | 23299.94 | 0 | 19804.949 | 0 | 0 | 0 | 19804.949 | 0
2022033111 | 5 | 0.50279 | 50279 | 0.13268 | 6899.36 | 0.81474 | 72511.86 | 1 | 5000 | 6899.36 | 38379.64 | 0 | 0 | 34132.22 | 34132.22 | 0 | 48817.336 | 0 | 0 | 0 | 29012.387 | 0
2022033112 | 5 | 0.49941 | 49941 | 0.12239 | 6364.28 | 0.85595 | 76179.55 | 1 | 5000 | 6364.28 | 38576.72 | 0 | 0 | 37602.83 | 37602.83 | 0 | 80779.7415 | 0 | 0 | 0 | 31962.4055 | 0
2022033113 | 5 | 0.50009 | 50009 | 0.10866 | 5650.32 | 0.8697 | 77403.3 | 1 | 5000 | 5650.32 | 39358.68 | 0 | 0 | 38044.62 | 38044.62 | 0 | 113117.6685 | 0 | 0 | 0 | 32337.927 | 0
2022033114 | 5 | 0.50454 | 50454 | 0.11501 | 5980.52 | 0.85383 | 75990.87 | 1 | 5000 | 5980.52 | 39473.48 | 0 | 0 | 36517.39 | 36517.39 | 0 | 144157.45 | 0 | 0 | 0 | 31039.7815 | 0
2022033115 | 5 | 0.51143 | 51143 | 0.11786 | 6128.72 | 0.8479 | 75463.1 | 1 | 5000 | 6128.72 | 40014.28 | 0 | 0 | 35448.82 | 35448.82 | 0 | 174288.947 | 0 | 0 | 0 | 30131.497 | 0
2022033116 | 5 | 0.52067 | 52067 | 0.1083 | 5631.6 | 0.85138 | 75772.82 | 1 | 5000 | 5631.6 | 41435.4 | 0 | 0 | 34337.42 | 34337.42 | 0 | 200000 | 0 | 0 | 0 | 25711.053 | 0
2022033117 | 5 | 0.533 | 53300 | 0.09491 | 4935.32 | 0.84082 | 74832.98 | 1 | 5000 | 4935.32 | 43364.68 | 0 | 0 | 31468.3 | 31468.3 | 0 | 200000 | 0 | 0 | 0 | 0 | 0
2022033118 | 5 | 0.54184 | 54184 | 0.09663 | 5024.76 | 0.80888 | 71990.32 | 1 | 5000 | 5024.76 | 44159.24 | 0 | 0 | 27831.08 | 27831.08 | 0 | 200000 | 0 | 0 | 0 | 0 | 0
2022033119 | 5 | 0.53881 | 53881 | 0.0987 | 5132.4 | 0.58028 | 51644.92 | 1 | 5000 | 5132.4 | 43748.6 | 0 | 0 | 7896.32 | 7896.32 | 0 | 200000 | 0 | 0 | 0 | 0 | 0
2022033120 | 5 | 0.5343 | 53430 | 0.10522 | 5471.44 | 0.12425 | 11058.25 | 1 | 5000 | 5471.44 | 11058.25 | 0 | 0 | 0 | 0 | 31900.31 | 168099.69 | 31900.31 | 0 | 0 | 0 | 0
2022033121 | 5 | 0.53636 | 53636 | 0.09566 | 4974.32 | 0.00022 | 19.58 | 1 | 5000 | 4974.32 | 19.58 | 0 | 0 | 0 | 0 | 43642.1 | 124457.59 | 43642.1 | 0 | 0 | 0 | 0
2022033122 | 5 | 0.52059 | 52059 | 0.13044 | 6782.88 | 0 | 0 | 1 | 5000 | 6782.88 | 0 | 0 | 0 | 0 | 0 | 40276.12 | 84181.47 | 40276.12 | 0 | 0 | 0 | 0
2022033123 | 5 | 0.49119 | 49119 | 0.20521 | 10670.92 | 0 | 0 | 1 | 5000 | 10670.92 | 0 | 0 | 0 | 0 | 0 | 33448.08 | 50733.39 | 33448.08 | 0 | 0 | 0 | 0
2022033124 | 5 | 0.45641 | 45641 | 0.29319 | 15245.88 | 0 | 0 | 1 | 5000 | 15245.88 | 0 | 0 | 0 | 0 | 0 | 25395.12 | 25338.27 | 25395.12 | 0 | 0 | 0 | 0
2022040101 | 6 | 0.43352 | 43352 | 0.38518 | 20029.36 | 0 | 0 | 1 | 5000 | 20029.36 | 0 | 0 | 0 | 0 | 0 | 18322.64 | 7015.63 | 18322.64 | 0 | 0 | 0 | 0
2022040102 | 6 | 0.42135 | 42135 | 0.44612 | 23198.24 | 0 | 0 | 1 | 5000 | 23198.24 | 0 | 0 | 0 | 0 | 0 | 13936.76 | 0 | 7015.63 | 0 | 0 | 0 | 6921.13
2022040103 | 6 | 0.41476 | 41476 | 0.48127 | 25026.04 | 0 | 0 | 1 | 5000 | 25026.04 | 0 | 0 | 0 | 0 | 0 | 11449.96 | 0 | 0 | 0 | 0 | 0 | 11449.96
2022040104 | 6 | 0.41605 | 41605 | 0.51446 | 26751.92 | 0 | 0 | 1 | 5000 | 26751.92 | 0 | 0 | 0 | 0 | 0 | 9853.08 | 0 | 0 | 0 | 0 | 0 | 9853.08
2022040105 | 6 | 0.42416 | 42416 | 0.52971 | 27544.92 | 0 | 0 | 1 | 5000 | 27544.92 | 0 | 0 | 0 | 0 | 0 | 9871.08 | 0 | 0 | 0 | 0 | 0 | 9871.08
2022040106 | 6 | 0.44821 | 44821 | 0.53755 | 27952.6 | 0 | 0 | 1 | 5000 | 27952.6 | 0 | 0 | 0 | 0 | 0 | 11868.4 | 0 | 0 | 0 | 0 | 0 | 11868.4
2022040107 | 6 | 0.48568 | 48568 | 0.53526 | 27833.52 | 0 | 0 | 1 | 5000 | 27833.52 | 0 | 0 | 0 | 0 | 0 | 15734.48 | 0 | 0 | 0 | 0 | 0 | 15734.48
2022040108 | 6 | 0.50591 | 50591 | 0.54028 | 28094.56 | 0.01552 | 1381.28 | 1 | 5000 | 28094.56 | 1381.28 | 0 | 0 | 0 | 0 | 16115.16 | 0 | 0 | 0 | 0 | 0 | 16115.16
2022040109 | 6 | 0.50661 | 50661 | 0.50737 | 26383.24 | 0.2083 | 18538.7 | 1 | 5000 | 26383.24 | 18538.7 | 0 | 0 | 0 | 0 | 739.06 | 0 | 0 | 0 | 0 | 0 | 739.06
2022040110 | 6 | 0.50865 | 50865 | 0.49198 | 25582.96 | 0.38473 | 34240.97 | 1 | 5000 | 25582.96 | 20282.04 | 0 | 0 | 13958.93 | 13958.93 | 0 | 11865.0905 | 0 | 0 | 0 | 11865.0905 | 0
2022040111 | 6 | 0.50951 | 50951 | 0.55561 | 28891.72 | 0.3455 | 30749.5 | 1 | 5000 | 28891.72 | 17059.28 | 0 | 0 | 13690.22 | 13690.22 | 0 | 23501.7775 | 0 | 0 | 0 | 11636.687 | 0
2022040112 | 6 | 0.51003 | 51003 | 0.58341 | 30337.32 | 0.34366 | 30585.74 | 1 | 5000 | 30337.32 | 15665.68 | 0 | 0 | 14920.06 | 14920.06 | 0 | 36183.8285 | 0 | 0 | 0 | 12682.051 | 0
2022040113 | 6 | 0.5135 | 51350 | 0.6023 | 31319.6 | 0.33644 | 29943.16 | 1 | 5000 | 31319.6 | 15030.4 | 0 | 0 | 14912.76 | 14912.76 | 0 | 48859.6745 | 0 | 0 | 0 | 12675.846 | 0
2022040114 | 6 | 0.52043 | 52043 | 0.61734 | 32101.68 | 0.3168 | 28195.2 | 1 | 5000 | 32101.68 | 14941.32 | 0 | 0 | 13253.88 | 13253.88 | 0 | 60125.4725 | 0 | 0 | 0 | 11265.798 | 0
2022040115 | 6 | 0.52759 | 52759 | 0.62472 | 32485.44 | 0.31445 | 27986.05 | 1 | 5000 | 32485.44 | 15273.56 | 0 | 0 | 12712.49 | 12712.49 | 0 | 70931.089 | 0 | 0 | 0 | 10805.6165 | 0
2022040116 | 6 | 0.53795 | 53795 | 0.62948 | 32732.96 | 0.31268 | 27828.52 | 1 | 5000 | 32732.96 | 16062.04 | 0 | 0 | 11766.48 | 11766.48 | 0 | 80932.597 | 0 | 0 | 0 | 10001.508 | 0
2022040117 | 6 | 0.54855 | 54855 | 0.62654 | 32580.08 | 0.33283 | 29621.87 | 1 | 5000 | 32580.08 | 17274.92 | 0 | 0 | 12346.95 | 12346.95 | 0 | 91427.5045 | 0 | 0 | 0 | 10494.9075 | 0
2022040118 | 6 | 0.55521 | 55521 | 0.61589 | 32026.28 | 0.33132 | 29487.48 | 1 | 5000 | 32026.28 | 18494.72 | 0 | 0 | 10992.76 | 10992.76 | 0 | 100771.3505 | 0 | 0 | 0 | 9343.846 | 0
2022040119 | 6 | 0.54603 | 54603 | 0.59022 | 30691.44 | 0.25153 | 22386.17 | 1 | 5000 | 30691.44 | 18911.56 | 0 | 0 | 3474.61 | 3474.61 | 0 | 103724.769 | 0 | 0 | 0 | 2953.4185 | 0
2022040120 | 6 | 0.53397 | 53397 | 0.55906 | 29071.12 | 0.1028 | 9149.2 | 1 | 5000 | 29071.12 | 9149.2 | 0 | 0 | 0 | 0 | 10176.68 | 93548.089 | 10176.68 | 0 | 0 | 0 | 0
2022040121 | 6 | 0.53343 | 53343 | 0.53997 | 28078.44 | 0.0005 | 44.5 | 1 | 5000 | 28078.44 | 44.5 | 0 | 0 | 0 | 0 | 20220.06 | 73328.029 | 20220.06 | 0 | 0 | 0 | 0
2022040122 | 6 | 0.51918 | 51918 | 0.52361 | 27227.72 | 0 | 0 | 1 | 5000 | 27227.72 | 0 | 0 | 0 | 0 | 0 | 19690.28 | 53637.749 | 19690.28 | 0 | 0 | 0 | 0
2022040123 | 6 | 0.4932 | 49320 | 0.45572 | 23697.44 | 0 | 0 | 1 | 5000 | 23697.44 | 0 | 0 | 0 | 0 | 0 | 20622.56 | 33015.189 | 20622.56 | 0 | 0 | 0 | 0
2022040124 | 6 | 0.46534 | 46534 | 0.38734 | 20141.68 | 0 | 0 | 1 | 5000 | 20141.68 | 0 | 0 | 0 | 0 | 0 | 21392.32 | 11622.869 | 21392.32 | 0 | 0 | 0 | 0
2022040201 | 7 | 0.43953 | 43953 | 0.34073 | 17717.96 | 0 | 0 | 1 | 5000 | 17717.96 | 0 | 0 | 0 | 0 | 0 | 21235.04 | 0 | 11622.869 | 0 | 0 | 0 | 9612.171
2022040202 | 7 | 0.42086 | 42086 | 0.28985 | 15072.2 | 0 | 0 | 1 | 5000 | 15072.2 | 0 | 0 | 0 | 0 | 0 | 22013.8 | 0 | 0 | 0 | 0 | 0 | 22013.8
2022040203 | 7 | 0.40858 | 40858 | 0.26398 | 13726.96 | 0 | 0 | 1 | 5000 | 13726.96 | 0 | 0 | 0 | 0 | 0 | 22131.04 | 0 | 0 | 0 | 0 | 0 | 22131.04
2022040204 | 7 | 0.4037 | 40370 | 0.2549 | 13254.8 | 0 | 0 | 1 | 5000 | 13254.8 | 0 | 0 | 0 | 0 | 0 | 22115.2 | 0 | 0 | 0 | 0 | 0 | 22115.2
2022040205 | 7 | 0.40364 | 40364 | 0.25719 | 13373.88 | 0 | 0 | 1 | 5000 | 13373.88 | 0 | 0 | 0 | 0 | 0 | 21990.12 | 0 | 0 | 0 | 0 | 0 | 21990.12
2022040206 | 7 | 0.41166 | 41166 | 0.22924 | 11920.48 | 0 | 0 | 1 | 5000 | 11920.48 | 0 | 0 | 0 | 0 | 0 | 24245.52 | 0 | 0 | 0 | 0 | 0 | 24245.52
2022040207 | 7 | 0.42459 | 42459 | 0.16246 | 8447.92 | 0 | 0 | 1 | 5000 | 8447.92 | 0 | 0 | 0 | 0 | 0 | 29011.08 | 0 | 0 | 0 | 0 | 0 | 29011.08
2022040208 | 7 | 0.43942 | 43942 | 0.11789 | 6130.28 | 0.01324 | 1178.36 | 1 | 5000 | 6130.28 | 1178.36 | 0 | 0 | 0 | 0 | 31633.36 | 0 | 0 | 0 | 0 | 0 | 31633.36
2022040209 | 7 | 0.45381 | 45381 | 0.09717 | 5052.84 | 0.32415 | 28849.35 | 1 | 5000 | 5052.84 | 28849.35 | 0 | 0 | 0 | 0 | 6478.81 | 0 | 0 | 0 | 0 | 0 | 6478.81
2022040210 | 7 | 0.4688 | 46880 | 0.07145 | 3715.4 | 0.72928 | 64905.92 | 1 | 5000 | 3715.4 | 38164.6 | 0 | 0 | 26741.32 | 26741.32 | 0 | 22730.122 | 0 | 0 | 0 | 22730.122 | 0
2022040211 | 7 | 0.48252 | 48252 | 0.06108 | 3176.16 | 0.80784 | 71897.76 | 1 | 5000 | 3176.16 | 40075.84 | 0 | 0 | 31821.92 | 31821.92 | 0 | 49778.754 | 0 | 0 | 0 | 27048.632 | 0
2022040212 | 7 | 0.49734 | 49734 | 0.06679 | 3473.08 | 0.82945 | 73821.05 | 1 | 5000 | 3473.08 | 41260.92 | 0 | 0 | 32560.13 | 32560.13 | 0 | 77454.8645 | 0 | 0 | 0 | 27676.1105 | 0
2022040213 | 7 | 0.50783 | 50783 | 0.0623 | 3239.6 | 0.83382 | 74209.98 | 1 | 5000 | 3239.6 | 42543.4 | 0 | 0 | 31666.58 | 31666.58 | 0 | 104371.4575 | 0 | 0 | 0 | 26916.593 | 0
2022040214 | 7 | 0.52071 | 52071 | 0.06572 | 3417.44 | 0.83751 | 74538.39 | 1 | 5000 | 3417.44 | 43653.56 | 0 | 0 | 30884.83 | 30884.83 | 0 | 130623.563 | 0 | 0 | 0 | 26252.1055 | 0
2022040215 | 7 | 0.538 | 53800 | 0.07621 | 3962.92 | 0.8383 | 74608.7 | 1 | 5000 | 3962.92 | 44837.08 | 0 | 0 | 29771.62 | 29771.62 | 0 | 155929.44 | 0 | 0 | 0 | 25305.877 | 0
2022040216 | 7 | 0.5586 | 55860 | 0.08758 | 4554.16 | 0.84197 | 74935.33 | 1 | 5000 | 4554.16 | 46305.84 | 0 | 0 | 28629.49 | 28629.49 | 0 | 180264.5065 | 0 | 0 | 0 | 24335.0665 | 0
2022040217 | 7 | 0.57789 | 57789 | 0.10068 | 5235.36 | 0.84276 | 75005.64 | 1 | 5000 | 5235.36 | 47553.64 | 0 | 0 | 27452 | 27452 | 0 | 200000 | 0 | 0 | 0 | 19735.4935 | 0
2022040218 | 7 | 0.58863 | 58863 | 0.13107 | 6815.64 | 0.81492 | 72527.88 | 1 | 5000 | 6815.64 | 47047.36 | 0 | 0 | 25480.52 | 25480.52 | 0 | 200000 | 0 | 0 | 0 | 0 | 0
2022040219 | 7 | 0.58408 | 58408 | 0.16228 | 8438.56 | 0.6307 | 56132.3 | 1 | 5000 | 8438.56 | 44969.44 | 0 | 0 | 11162.86 | 11162.86 | 0 | 200000 | 0 | 0 | 0 | 0 | 0
2022040220 | 7 | 0.56393 | 56393 | 0.19371 | 10072.92 | 0.16017 | 14255.13 | 1 | 5000 | 10072.92 | 14255.13 | 0 | 0 | 0 | 0 | 27064.95 | 172935.05 | 27064.95 | 0 | 0 | 0 | 0
2022040221 | 7 | 0.55111 | 55111 | 0.23869 | 12411.88 | 0.00056 | 49.84 | 1 | 5000 | 12411.88 | 49.84 | 0 | 0 | 0 | 0 | 37649.28 | 135285.77 | 37649.28 | 0 | 0 | 0 | 0
2022040222 | 7 | 0.5316 | 53160 | 0.3163 | 16447.6 | 0 | 0 | 1 | 5000 | 16447.6 | 0 | 0 | 0 | 0 | 0 | 31712.4 | 103573.37 | 31712.4 | 0 | 0 | 0 | 0
2022040223 | 7 | 0.50638 | 50638 | 0.39958 | 20778.16 | 0 | 0 | 1 | 5000 | 20778.16 | 0 | 0 | 0 | 0 | 0 | 24859.84 | 78713.53 | 24859.84 | 0 | 0 | 0 | 0
2022040224 | 7 | 0.47849 | 47849 | 0.49896 | 25945.92 | 0 | 0 | 1 | 5000 | 25945.92 | 0 | 0 | 0 | 0 | 0 | 16903.08 | 61810.45 | 16903.08 | 0 | 0 | 0 | 0
2022040301 | 1 | 0.45466 | 45466 | 0.55922 | 29079.44 | 0 | 0 | 1 | 5000 | 29079.44 | 0 | 0 | 0 | 0 | 0 | 11386.56 | 50423.89 | 11386.56 | 0 | 0 | 0 | 0
2022040302 | 1 | 0.43415 | 43415 | 0.56987 | 29633.24 | 0 | 0 | 1 | 5000 | 29633.24 | 0 | 0 | 0 | 0 | 0 | 8781.76 | 41642.13 | 8781.76 | 0 | 0 | 0 | 0
2022040303 | 1 | 0.42231 | 42231 | 0.56056 | 29149.12 | 0 | 0 | 1 | 5000 | 29149.12 | 0 | 0 | 0 | 0 | 0 | 8081.88 | 33560.25 | 8081.88 | 0 | 0 | 0 | 0
2022040304 | 1 | 0.41378 | 41378 | 0.54521 | 28350.92 | 0 | 0 | 1 | 5000 | 28350.92 | 0 | 0 | 0 | 0 | 0 | 8027.08 | 25533.17 | 8027.08 | 0 | 0 | 0 | 0
2022040305 | 1 | 0.41119 | 41119 | 0.53632 | 27888.64 | 0 | 0 | 1 | 5000 | 27888.64 | 0 | 0 | 0 | 0 | 0 | 8230.36 | 17302.81 | 8230.36 | 0 | 0 | 0 | 0
2022040306 | 1 | 0.41381 | 41381 | 0.53555 | 27848.6 | 0 | 0 | 1 | 5000 | 27848.6 | 0 | 0 | 0 | 0 | 0 | 8532.4 | 8770.41 | 8532.4 | 0 | 0 | 0 | 0
2022040307 | 1 | 0.42044 | 42044 | 0.53554 | 27848.08 | 0 | 0 | 1 | 5000 | 27848.08 | 0 | 0 | 0 | 0 | 0 | 9195.92 | 0 | 8770.41 | 0 | 0 | 0 | 425.51
2022040308 | 1 | 0.42901 | 42901 | 0.53395 | 27765.4 | 0.01508 | 1342.12 | 1 | 5000 | 27765.4 | 1342.12 | 0 | 0 | 0 | 0 | 8793.48 | 0 | 0 | 0 | 0 | 0 | 8793.48
2022040309 | 1 | 0.44736 | 44736 | 0.50644 | 26334.88 | 0.1737 | 15459.3 | 1 | 5000 | 26334.88 | 13401.12 | 0 | 0 | 2058.18 | 2058.18 | 0 | 1749.453 | 0 | 0 | 0 | 1749.453 | 0
2022040310 | 1 | 0.46641 | 46641 | 0.48623 | 25283.96 | 0.30343 | 27005.27 | 1 | 5000 | 25283.96 | 16357.04 | 0 | 0 | 10648.23 | 10648.23 | 0 | 10800.4485 | 0 | 0 | 0 | 9050.9955 | 0
2022040311 | 1 | 0.48758 | 48758 | 0.49291 | 25631.32 | 0.31218 | 27784.02 | 1 | 5000 | 25631.32 | 18126.68 | 0 | 0 | 9657.34 | 9657.34 | 0 | 19009.1875 | 0 | 0 | 0 | 8208.739 | 0
2022040312 | 1 | 0.506 | 50600 | 0.49175 | 25571 | 0.37305 | 33201.45 | 1 | 5000 | 25571 | 20029 | 0 | 0 | 13172.45 | 13172.45 | 0 | 30205.77 | 0 | 0 | 0 | 11196.5825 | 0
2022040313 | 1 | 0.5267 | 52670 | 0.49517 | 25748.84 | 0.41703 | 37115.67 | 1 | 5000 | 25748.84 | 21921.16 | 0 | 0 | 15194.51 | 15194.51 | 0 | 43121.1035 | 0 | 0 | 0 | 12915.3335 | 0
2022040314 | 1 | 0.54631 | 54631 | 0.46567 | 24214.84 | 0.5779 | 51433.1 | 1 | 5000 | 24214.84 | 25416.16 | 0 | 0 | 26016.94 | 26016.94 | 0 | 65235.5025 | 0 | 0 | 0 | 22114.399 | 0
2022040315 | 1 | 0.56721 | 56721 | 0.426 | 22152 | 0.75721 | 67391.69 | 1 | 5000 | 22152 | 29569 | 0 | 0 | 37822.69 | 37822.69 | 0 | 97384.789 | 0 | 0 | 0 | 32149.2865 | 0
2022040316 | 1 | 0.58855 | 58855 | 0.42563 | 22132.76 | 0.78179 | 69579.31 | 1 | 5000 | 22132.76 | 31722.24 | 0 | 0 | 37857.07 | 37857.07 | 0 | 129563.2985 | 0 | 0 | 0 | 32178.5095 | 0
2022040317 | 1 | 0.60611 | 60611 | 0.46433 | 24145.16 | 0.70177 | 62457.53 | 1 | 5000 | 24145.16 | 31465.84 | 0 | 0 | 30991.69 | 30991.69 | 0 | 155906.235 | 0 | 0 | 0 | 26342.9365 | 0
2022040318 | 1 | 0.61703 | 61703 | 0.50794 | 26412.88 | 0.49512 | 44065.68 | 1 | 5000 | 26412.88 | 30290.12 | 0 | 0 | 13775.56 | 13775.56 | 0 | 167615.461 | 0 | 0 | 0 | 11709.226 | 0
2022040319 | 1 | 0.61384 | 61384 | 0.55306 | 28759.12 | 0.29167 | 25958.63 | 1 | 5000 | 28759.12 | 25958.63 | 0 | 0 | 0 | 0 | 1666.25 | 165949.211 | 1666.25 | 0 | 0 | 0 | 1.0914e-11
2022040320 | 1 | 0.59646 | 59646 | 0.55116 | 28660.32 | 0.07019 | 6246.91 | 1 | 5000 | 28660.32 | 6246.91 | 0 | 0 | 0 | 0 | 19738.77 | 146210.441 | 19738.77 | 0 | 0 | 0 | 0
2022040321 | 1 | 0.59197 | 59197 | 0.58734 | 30541.68 | 0.00046 | 40.94 | 1 | 5000 | 30541.68 | 40.94 | 0 | 0 | 0 | 0 | 23614.38 | 122596.061 | 23614.38 | 0 | 0 | 0 | 0
2022040322 | 1 | 0.57349 | 57349 | 0.6175 | 32110 | 0 | 0 | 1 | 5000 | 32110 | 0 | 0 | 0 | 0 | 0 | 20239 | 102357.061 | 20239 | 0 | 0 | 0 | 0
2022040323 | 1 | 0.53741 | 53741 | 0.60078 | 31240.56 | 0 | 0 | 1 | 5000 | 31240.56 | 0 | 0 | 0 | 0 | 0 | 17500.44 | 84856.621 | 17500.44 | 0 | 0 | 0 | 0
2022040324 | 1 | 0.49584 | 49584 | 0.58321 | 30326.92 | 0 | 0 | 1 | 5000 | 30326.92 | 0 | 0 | 0 | 0 | 0 | 14257.08 | 70599.541 | 14257.08 | 0 | 0 | 0 | 0
2022040401 | 2 | 0.46215 | 46215 | 0.56482 | 29370.64 | 0 | 0 | 1 | 5000 | 29370.64 | 0 | 0 | 0 | 0 | 0 | 11844.36 | 58755.181 | 11844.36 | 0 | 0 | 0 | 0
2022040402 | 2 | 0.43906 | 43906 | 0.5465 | 28418 | 0 | 0 | 1 | 5000 | 28418 | 0 | 0 | 0 | 0 | 0 | 10488 | 48267.181 | 10488 | 0 | 0 | 0 | 0
2022040403 | 2 | 0.4262 | 42620 | 0.50115 | 26059.8 | 0 | 0 | 1 | 5000 | 26059.8 | 0 | 0 | 0 | 0 | 0 | 11560.2 | 36706.981 | 11560.2 | 0 | 0 | 0 | 0
2022040404 | 2 | 0.42194 | 42194 | 0.45816 | 23824.32 | 0 | 0 | 1 | 5000 | 23824.32 | 0 | 0 | 0 | 0 | 0 | 13369.68 | 23337.301 | 13369.68 | 0 | 0 | 0 | 0
2022040405 | 2 | 0.42594 | 42594 | 0.40566 | 21094.32 | 0 | 0 | 1 | 5000 | 21094.32 | 0 | 0 | 0 | 0 | 0 | 16499.68 | 6837.621 | 16499.68 | 0 | 0 | 0 | 0
2022040406 | 2 | 0.44534 | 44534 | 0.38594 | 20068.88 | 0 | 0 | 1 | 5000 | 20068.88 | 0 | 0 | 0 | 0 | 0 | 19465.12 | 0 | 6837.621 | 0 | 0 | 0 | 12627.499
2022040407 | 2 | 0.47773 | 47773 | 0.35733 | 18581.16 | 0 | 0 | 1 | 5000 | 18581.16 | 0 | 0 | 0 | 0 | 0 | 24191.84 | 0 | 0 | 0 | 0 | 0 | 24191.84
2022040408 | 2 | 0.49646 | 49646 | 0.30398 | 15806.96 | 0.00701 | 623.89 | 1 | 5000 | 15806.96 | 623.89 | 0 | 0 | 0 | 0 | 28215.15 | 0 | 0 | 0 | 0 | 0 | 28215.15
2022040409 | 2 | 0.50342 | 50342 | 0.2569 | 13358.8 | 0.1534 | 13652.6 | 1 | 5000 | 13358.8 | 13652.6 | 0 | 0 | 0 | 0 | 18330.6 | 0 | 0 | 0 | 0 | 0 | 18330.6
2022040410 | 2 | 0.51592 | 51592 | 0.2518 | 13093.6 | 0.37503 | 33377.67 | 1 | 5000 | 13093.6 | 33377.67 | 0 | 0 | 0 | 0 | 120.73 | 0 | 0 | 0 | 0 | 0 | 120.73
2022040411 | 2 | 0.52862 | 52862 | 0.26068 | 13555.36 | 0.43518 | 38731.02 | 1 | 5000 | 13555.36 | 34306.64 | 0 | 0 | 4424.38 | 4424.38 | 0 | 3760.723 | 0 | 0 | 0 | 3760.723 | 0
2022040412 | 2 | 0.54533 | 54533 | 0.24441 | 12709.32 | 0.50859 | 45264.51 | 1 | 5000 | 12709.32 | 36823.68 | 0 | 0 | 8440.83 | 8440.83 | 0 | 10935.4285 | 0 | 0 | 0 | 7174.7055 | 0
2022040413 | 2 | 0.5587 | 55870 | 0.21876 | 11375.52 | 0.54462 | 48471.18 | 1 | 5000 | 11375.52 | 39494.48 | 0 | 0 | 8976.7 | 8976.7 | 0 | 18565.6235 | 0 | 0 | 0 | 7630.195 | 0
2022040414 | 2 | 0.56936 | 56936 | 0.20159 | 10482.68 | 0.58071 | 51683.19 | 1 | 5000 | 10482.68 | 41453.32 | 0 | 0 | 10229.87 | 10229.87 | 0 | 27261.013 | 0 | 0 | 0 | 8695.3895 | 0
2022040415 | 2 | 0.57517 | 57517 | 0.19422 | 10099.44 | 0.57526 | 51198.14 | 1 | 5000 | 10099.44 | 42417.56 | 0 | 0 | 8780.58 | 8780.58 | 0 | 34724.506 | 0 | 0 | 0 | 7463.493 | 0
2022040416 | 2 | 0.58081 | 58081 | 0.18684 | 9715.68 | 0.59734 | 53163.26 | 1 | 5000 | 9715.68 | 43365.32 | 0 | 0 | 9797.94 | 9797.94 | 0 | 43052.755 | 0 | 0 | 0 | 8328.249 | 0
2022040417 | 2 | 0.59079 | 59079 | 0.19203 | 9985.56 | 0.56161 | 49983.29 | 1 | 5000 | 9985.56 | 44093.44 | 0 | 0 | 5889.85 | 5889.85 | 0 | 48059.1275 | 0 | 0 | 0 | 5006.3725 | 0
2022040418 | 2 | 0.59537 | 59537 | 0.19709 | 10248.68 | 0.55177 | 49107.53 | 1 | 5000 | 10248.68 | 44288.32 | 0 | 0 | 4819.21 | 4819.21 | 0 | 52155.456 | 0 | 0 | 0 | 4096.3285 | 0
2022040419 | 2 | 0.59041 | 59041 | 0.20445 | 10631.4 | 0.43167 | 38418.63 | 1 | 5000 | 10631.4 | 38418.63 | 0 | 0 | 0 | 0 | 4990.97 | 47164.486 | 4990.97 | 0 | 0 | 0 | 0
2022040420 | 2 | 0.58713 | 58713 | 0.19709 | 10248.68 | 0.12474 | 11101.86 | 1 | 5000 | 10248.68 | 11101.86 | 0 | 0 | 0 | 0 | 32362.46 | 14802.026 | 32362.46 | 0 | 0 | 0 | 0
2022040421 | 2 | 0.58644 | 58644 | 0.19628 | 10206.56 | 0.00066 | 58.74 | 1 | 5000 | 10206.56 | 58.74 | 0 | 0 | 0 | 0 | 43378.7 | 0 | 14802.026 | 0 | 0 | 0 | 28576.674
2022040422 | 2 | 0.56842 | 56842 | 0.1716 | 8923.2 | 0 | 0 | 1 | 5000 | 8923.2 | 0 | 0 | 0 | 0 | 0 | 42918.8 | 0 | 0 | 0 | 0 | 0 | 42918.8
2022040423 | 2 | 0.53786 | 53786 | 0.15803 | 8217.56 | 0 | 0 | 1 | 5000 | 8217.56 | 0 | 0 | 0 | 0 | 0 | 40568.44 | 0 | 0 | 0 | 0 | 0 | 40568.44
2022040424 | 2 | 0.49826 | 49826 | 0.1658 | 8621.6 | 0 | 0 | 1 | 5000 | 8621.6 | 0 | 0 | 0 | 0 | 0 | 36204.4 | 0 | 0 | 0 | 0 | 0 | 36204.4
2022040501 | 3 | 0.46657 | 46657 | 0.16435 | 8546.2 | 0 | 0 | 1 | 5000 | 8546.2 | 0 | 0 | 0 | 0 | 0 | 33110.8 | 0 | 0 | 0 | 0 | 0 | 33110.8
2022040502 | 3 | 0.44667 | 44667 | 0.18179 | 9453.08 | 0 | 0 | 1 | 5000 | 9453.08 | 0 | 0 | 0 | 0 | 0 | 30213.92 | 0 | 0 | 0 | 0 | 0 | 30213.92
2022040503 | 3 | 0.43361 | 43361 | 0.1964 | 10212.8 | 0 | 0 | 1 | 5000 | 10212.8 | 0 | 0 | 0 | 0 | 0 | 28148.2 | 0 | 0 | 0 | 0 | 0 | 28148.2
2022040504 | 3 | 0.43123 | 43123 | 0.23551 | 12246.52 | 0 | 0 | 1 | 5000 | 12246.52 | 0 | 0 | 0 | 0 | 0 | 25876.48 | 0 | 0 | 0 | 0 | 0 | 25876.48
2022040505 | 3 | 0.43779 | 43779 | 0.28659 | 14902.68 | 0 | 0 | 1 | 5000 | 14902.68 | 0 | 0 | 0 | 0 | 0 | 23876.32 | 0 | 0 | 0 | 0 | 0 | 23876.32
2022040506 | 3 | 0.45881 | 45881 | 0.31887 | 16581.24 | 0 | 0 | 1 | 5000 | 16581.24 | 0 | 0 | 0 | 0 | 0 | 24299.76 | 0 | 0 | 0 | 0 | 0 | 24299.76
2022040507 | 3 | 0.49697 | 49697 | 0.3533 | 18371.6 | 0 | 0 | 1 | 5000 | 18371.6 | 0 | 0 | 0 | 0 | 0 | 26325.4 | 0 | 0 | 0 | 0 | 0 | 26325.4
2022040508 | 3 | 0.51536 | 51536 | 0.39278 | 20424.56 | 0.01447 | 1287.83 | 1 | 5000 | 20424.56 | 1287.83 | 0 | 0 | 0 | 0 | 24823.61 | 0 | 0 | 0 | 0 | 0 | 24823.61
2022040509 | 3 | 0.52572 | 52572 | 0.40349 | 20981.48 | 0.24993 | 22243.77 | 1 | 5000 | 20981.48 | 22243.77 | 0 | 0 | 0 | 0 | 4346.75 | 0 | 0 | 0 | 0 | 0 | 4346.75
2022040510 | 3 | 0.53972 | 53972 | 0.37123 | 19303.96 | 0.43429 | 38651.81 | 1 | 5000 | 19303.96 | 29668.04 | 0 | 0 | 8983.77 | 8983.77 | 0 | 7636.2045 | 0 | 0 | 0 | 7636.2045 | 0
2022040511 | 3 | 0.56185 | 56185 | 0.36616 | 19040.32 | 0.51874 | 46167.86 | 1 | 5000 | 19040.32 | 32144.68 | 0 | 0 | 14023.18 | 14023.18 | 0 | 19555.9075 | 0 | 0 | 0 | 11919.703 | 0
2022040512 | 3 | 0.5855 | 58550 | 0.39409 | 20492.68 | 0.49015 | 43623.35 | 1 | 5000 | 20492.68 | 33057.32 | 0 | 0 | 10566.03 | 10566.03 | 0 | 28537.033 | 0 | 0 | 0 | 8981.1255 | 0
2022040513 | 3 | 0.61866 | 61866 | 0.4381 | 22781.2 | 0.38927 | 34645.03 | 1 | 5000 | 22781.2 | 34084.8 | 0 | 0 | 560.23 | 560.23 | 0 | 29013.2285 | 0 | 0 | 0 | 476.1955 | 0
2022040514 | 3 | 0.64995 | 64995 | 0.46172 | 24009.44 | 0.33823 | 30102.47 | 1 | 5000 | 24009.44 | 30102.47 | 0 | 0 | 0 | 0 | 5883.09 | 23130.1385 | 5883.09 | 0 | 0 | 0 | 0
2022040515 | 3 | 0.67731 | 67731 | 0.46342 | 24097.84 | 0.33083 | 29443.87 | 1 | 5000 | 24097.84 | 29443.87 | 0 | 0 | 0 | 0 | 9189.29 | 13940.8485 | 9189.29 | 0 | 0 | 0 | 0
2022040516 | 3 | 0.70424 | 70424 | 0.4653 | 24195.6 | 0.30745 | 27363.05 | 1 | 5000 | 24195.6 | 27363.05 | 0 | 0 | 0 | 0 | 13865.35 | 75.4985 | 13865.35 | 0 | 0 | 0 | 0
2022040517 | 3 | 0.7261 | 72610 | 0.48158 | 25042.16 | 0.28502 | 25366.78 | 1 | 5000 | 25042.16 | 25366.78 | 0 | 0 | 0 | 0 | 17201.06 | 0 | 75.4985 | 0 | 0 | 0 | 17125.5615
2022040518 | 3 | 0.73253 | 73253 | 0.4985 | 25922 | 0.25967 | 23110.63 | 1 | 5000 | 25922 | 23110.63 | 0 | 0 | 0 | 0 | 19220.37 | 0 | 0 | 0 | 0 | 0 | 19220.37
2022040519 | 3 | 0.71719 | 71719 | 0.51156 | 26601.12 | 0.21256 | 18917.84 | 1 | 5000 | 26601.12 | 18917.84 | 0 | 0 | 0 | 0 | 21200.04 | 0 | 0 | 0 | 0 | 0 | 21200.04
2022040520 | 3 | 0.69328 | 69328 | 0.50792 | 26411.84 | 0.10554 | 9393.06 | 1 | 5000 | 26411.84 | 9393.06 | 0 | 0 | 0 | 0 | 28523.1 | 0 | 0 | 0 | 0 | 0 | 28523.1
2022040521 | 3 | 0.67586 | 67586 | 0.49303 | 25637.56 | 0.00067 | 59.63 | 1 | 5000 | 25637.56 | 59.63 | 0 | 0 | 0 | 0 | 36888.81 | 0 | 0 | 0 | 0 | 0 | 36888.81
2022040522 | 3 | 0.64703 | 64703 | 0.5432 | 28246.4 | 0 | 0 | 1 | 5000 | 28246.4 | 0 | 0 | 0 | 0 | 0 | 31456.6 | 0 | 0 | 0 | 0 | 0 | 31456.6
2022040523 | 3 | 0.60241 | 60241 | 0.57053 | 29667.56 | 0 | 0 | 1 | 5000 | 29667.56 | 0 | 0 | 0 | 0 | 0 | 25573.44 | 0 | 0 | 0 | 0 | 0 | 25573.44
2022040524 | 3 | 0.55511 | 55511 | 0.58305 | 30318.6 | 0 | 0 | 1 | 5000 | 30318.6 | 0 | 0 | 0 | 0 | 0 | 20192.4 | 0 | 0 | 0 | 0 | 0 | 20192.4
2022040601 | 4 | 0.51748 | 51748 | 0.59599 | 30991.48 | 0 | 0 | 1 | 5000 | 30991.48 | 0 | 0 | 0 | 0 | 0 | 15756.52 | 0 | 0 | 0 | 0 | 0 | 15756.52
2022040602 | 4 | 0.49182 | 49182 | 0.59511 | 30945.72 | 0 | 0 | 1 | 5000 | 30945.72 | 0 | 0 | 0 | 0 | 0 | 13236.28 | 0 | 0 | 0 | 0 | 0 | 13236.28
2022040603 | 4 | 0.47336 | 47336 | 0.58643 | 30494.36 | 0 | 0 | 1 | 5000 | 30494.36 | 0 | 0 | 0 | 0 | 0 | 11841.64 | 0 | 0 | 0 | 0 | 0 | 11841.64
2022040604 | 4 | 0.46145 | 46145 | 0.57783 | 30047.16 | 0 | 0 | 1 | 5000 | 30047.16 | 0 | 0 | 0 | 0 | 0 | 11097.84 | 0 | 0 | 0 | 0 | 0 | 11097.84
2022040605 | 4 | 0.45704 | 45704 | 0.57756 | 30033.12 | 0 | 0 | 1 | 5000 | 30033.12 | 0 | 0 | 0 | 0 | 0 | 10670.88 | 0 | 0 | 0 | 0 | 0 | 10670.88
2022040606 | 4 | 0.46949 | 46949 | 0.58164 | 30245.28 | 0 | 0 | 1 | 5000 | 30245.28 | 0 | 0 | 0 | 0 | 0 | 11703.72 | 0 | 0 | 0 | 0 | 0 | 11703.72
2022040607 | 4 | 0.50155 | 50155 | 0.5838 | 30357.6 | 0 | 0 | 1 | 5000 | 30357.6 | 0 | 0 | 0 | 0 | 0 | 14797.4 | 0 | 0 | 0 | 0 | 0 | 14797.4
2022040608 | 4 | 0.51542 | 51542 | 0.56294 | 29272.88 | 0.0165 | 1468.5 | 1 | 5000 | 29272.88 | 1468.5 | 0 | 0 | 0 | 0 | 15800.62 | 0 | 0 | 0 | 0 | 0 | 15800.62
2022040609 | 4 | 0.51922 | 51922 | 0.49966 | 25982.32 | 0.25701 | 22873.89 | 1 | 5000 | 25982.32 | 20939.68 | 0 | 0 | 1934.21 | 1934.21 | 0 | 1644.0785 | 0 | 0 | 0 | 1644.0785 | 0
2022040610 | 4 | 0.52733 | 52733 | 0.49829 | 25911.08 | 0.28996 | 25806.44 | 1 | 5000 | 25911.08 | 21821.92 | 0 | 0 | 3984.52 | 3984.52 | 0 | 5030.9205 | 0 | 0 | 0 | 3386.842 | 0
2022040611 | 4 | 0.53935 | 53935 | 0.52117 | 27100.84 | 0.27638 | 24597.82 | 1 | 5000 | 27100.84 | 21834.16 | 0 | 0 | 2763.66 | 2763.66 | 0 | 7380.0315 | 0 | 0 | 0 | 2349.111 | 0
2022040612 | 4 | 0.54894 | 54894 | 0.5204 | 27060.8 | 0.32508 | 28932.12 | 1 | 5000 | 27060.8 | 22833.2 | 0 | 0 | 6098.92 | 6098.92 | 0 | 12564.1135 | 0 | 0 | 0 | 5184.082 | 0
2022040613 | 4 | 0.55603 | 55603 | 0.51653 | 26859.56 | 0.41577 | 37003.53 | 1 | 5000 | 26859.56 | 23743.44 | 0 | 0 | 13260.09 | 13260.09 | 0 | 23835.19 | 0 | 0 | 0 | 11271.0765 | 0
2022040614 | 4 | 0.56741 | 56741 | 0.48741 | 25345.32 | 0.56375 | 50173.75 | 1 | 5000 | 25345.32 | 26395.68 | 0 | 0 | 23778.07 | 23778.07 | 0 | 44046.5495 | 0 | 0 | 0 | 20211.3595 | 0
2022040615 | 4 | 0.57716 | 57716 | 0.44312 | 23042.24 | 0.73762 | 65648.18 | 1 | 5000 | 23042.24 | 29673.76 | 0 | 0 | 35974.42 | 35974.42 | 0 | 74624.8065 | 0 | 0 | 0 | 30578.257 | 0
2022040616 | 4 | 0.5868 | 58680 | 0.44589 | 23186.28 | 0.81474 | 72511.86 | 1 | 5000 | 23186.28 | 30493.72 | 0 | 0 | 42018.14 | 42018.14 | 0 | 110340.2255 | 0 | 0 | 0 | 35715.419 | 0
2022040617 | 4 | 0.59647 | 59647 | 0.4535 | 23582 | 0.79508 | 70762.12 | 1 | 5000 | 23582 | 31065 | 0 | 0 | 39697.12 | 39697.12 | 0 | 144082.7775 | 0 | 0 | 0 | 33742.552 | 0
2022040618 | 4 | 0.59911 | 59911 | 0.45794 | 23812.88 | 0.77346 | 68837.94 | 1 | 5000 | 23812.88 | 31098.12 | 0 | 0 | 37739.82 | 37739.82 | 0 | 176161.6245 | 0 | 0 | 0 | 32078.847 | 0
2022040619 | 4 | 0.58563 | 58563 | 0.45652 | 23739.04 | 0.60932 | 54229.48 | 1 | 5000 | 23739.04 | 29823.96 | 0 | 0 | 24405.52 | 24405.52 | 0 | 196906.3165 | 0 | 0 | 0 | 20744.692 | 0
2022040620 | 4 | 0.56623 | 56623 | 0.4379 | 22770.8 | 0.16105 | 14333.45 | 1 | 5000 | 22770.8 | 14333.45 | 0 | 0 | 0 | 0 | 14518.75 | 182387.5665 | 14518.75 | 0 | 0 | 0 | 0
2022040621 | 4 | 0.56378 | 56378 | 0.40807 | 21219.64 | 0.00097 | 86.33 | 1 | 5000 | 21219.64 | 86.33 | 0 | 0 | 0 | 0 | 30072.03 | 152315.5365 | 30072.03 | 0 | 0 | 0 | 0
2022040622 | 4 | 0.54093 | 54093 | 0.41704 | 21686.08 | 0 | 0 | 1 | 5000 | 21686.08 | 0 | 0 | 0 | 0 | 0 | 27406.92 | 124908.6165 | 27406.92 | 0 | 0 | 0 | 0
2022040623 | 4 | 0.50421 | 50421 | 0.43282 | 22506.64 | 0 | 0 | 1 | 5000 | 22506.64 | 0 | 0 | 0 | 0 | 0 | 22914.36 | 101994.2565 | 22914.36 | 0 | 0 | 0 | 0
2022040624 | 4 | 0.4626 | 46260 | 0.49079 | 25521.08 | 0 | 0 | 1 | 5000 | 25521.08 | 0 | 0 | 0 | 0 | 0 | 15738.92 | 86255.3365 | 15738.92 | 0 | 0 | 0 | 0
2022040701 | 5 | 0.43313 | 43313 | 0.48024 | 24972.48 | 0 | 0 | 1 | 5000 | 24972.48 | 0 | 0 | 0 | 0 | 0 | 13340.52 | 72914.8165 | 13340.52 | 0 | 0 | 0 | 0
2022040702 | 5 | 0.4151 | 41510 | 0.48127 | 25026.04 | 0 | 0 | 1 | 5000 | 25026.04 | 0 | 0 | 0 | 0 | 0 | 11483.96 | 61430.8565 | 11483.96 | 0 | 0 | 0 | 0
2022040703 | 5 | 0.40474 | 40474 | 0.49149 | 25557.48 | 0 | 0 | 1 | 5000 | 25557.48 | 0 | 0 | 0 | 0 | 0 | 9916.52 | 51514.3365 | 9916.52 | 0 | 0 | 0 | 0
2022040704 | 5 | 0.40022 | 40022 | 0.48013 | 24966.76 | 0 | 0 | 1 | 5000 | 24966.76 | 0 | 0 | 0 | 0 | 0 | 10055.24 | 41459.0965 | 10055.24 | 0 | 0 | 0 | 0
2022040705 | 5 | 0.40513 | 40513 | 0.45019 | 23409.88 | 0 | 0 | 1 | 5000 | 23409.88 | 0 | 0 | 0 | 0 | 0 | 12103.12 | 29355.9765 | 12103.12 | 0 | 0 | 0 | 0
2022040706 | 5 | 0.4282 | 42820 | 0.43132 | 22428.64 | 0 | 0 | 1 | 5000 | 22428.64 | 0 | 0 | 0 | 0 | 0 | 15391.36 | 13964.6165 | 15391.36 | 0 | 0 | 0 | 0
2022040707 | 5 | 0.46805 | 46805 | 0.42751 | 22230.52 | 0 | 0 | 1 | 5000 | 22230.52 | 0 | 0 | 0 | 0 | 0 | 19574.48 | 0 | 13964.6165 | 0 | 0 | 0 | 5609.8635
2022040708 | 5 | 0.4856 | 48560 | 0.42033 | 21857.16 | 0.02858 | 2543.62 | 1 | 5000 | 21857.16 | 2543.62 | 0 | 0 | 0 | 0 | 19159.22 | 0 | 0 | 0 | 0 | 0 | 19159.22
2022040709 | 5 | 0.48762 | 48762 | 0.37657 | 19581.64 | 0.39467 | 35125.63 | 1 | 5000 | 19581.64 | 24180.36 | 0 | 0 | 10945.27 | 10945.27 | 0 | 9303.4795 | 0 | 0 | 0 | 9303.4795 | 0
2022040710 | 5 | 0.49261 | 49261 | 0.36994 | 19236.88 | 0.76221 | 67836.69 | 1 | 5000 | 19236.88 | 25024.12 | 0 | 0 | 42812.57 | 42812.57 | 0 | 45694.164 | 0 | 0 | 0 | 36390.6845 | 0
2022040711 | 5 | 0.50033 | 50033 | 0.49499 | 25739.48 | 0.66916 | 59555.24 | 1 | 5000 | 25739.48 | 19293.52 | 0 | 0 | 40261.72 | 40261.72 | 0 | 79916.626 | 0 | 0 | 0 | 34222.462 | 0
2022040712 | 5 | 0.50222 | 50222 | 0.48746 | 25347.92 | 0.73599 | 65503.11 | 1 | 5000 | 25347.92 | 19874.08 | 0 | 0 | 45629.03 | 45629.03 | 0 | 118701.3015 | 0 | 0 | 0 | 38784.6755 | 0
2022040713 | 5 | 0.5041 | 50410 | 0.4358 | 22661.6 | 0.83313 | 74148.57 | 1 | 5000 | 22661.6 | 22748.4 | 0 | 0 | 51400.17 | 51400.17 | 0 | 162391.446 | 0 | 0 | 0 | 43690.1445 | 0
2022040714 | 5 | 0.50791 | 50791 | 0.39685 | 20636.2 | 0.84913 | 75572.57 | 1 | 5000 | 20636.2 | 25154.8 | 0 | 0 | 50417.77 | 50417.77 | 0 | 200000 | 0 | 0 | 0 | 37608.554 | 0
2022040715 | 5 | 0.51102 | 51102 | 0.38619 | 20081.88 | 0.84518 | 75221.02 | 1 | 5000 | 20081.88 | 26020.12 | 0 | 0 | 49200.9 | 49200.9 | 0 | 200000 | 0 | 0 | 0 | 0 | 0
2022040716 | 5 | 0.51792 | 51792 | 0.39066 | 20314.32 | 0.82309 | 73255.01 | 1 | 5000 | 20314.32 | 26477.68 | 0 | 0 | 46777.33 | 46777.33 | 0 | 200000 | 0 | 0 | 0 | 0 | 0
2022040717 | 5 | 0.52666 | 52666 | 0.40269 | 20939.88 | 0.78547 | 69906.83 | 1 | 5000 | 20939.88 | 26726.12 | 0 | 0 | 43180.71 | 43180.71 | 0 | 200000 | 0 | 0 | 0 | 0 | 0
2022040718 | 5 | 0.5327 | 53270 | 0.39574 | 20578.48 | 0.77003 | 68532.67 | 1 | 5000 | 20578.48 | 27691.52 | 0 | 0 | 40841.15 | 40841.15 | 0 | 200000 | 0 | 0 | 0 | 0 | 0
2022040719 | 5 | 0.52758 | 52758 | 0.36135 | 18790.2 | 0.59745 | 53173.05 | 1 | 5000 | 18790.2 | 28967.8 | 0 | 0 | 24205.25 | 24205.25 | 0 | 200000 | 0 | 0 | 0 | 0 | 0
2022040720 | 5 | 0.52221 | 52221 | 0.31189 | 16218.28 | 0.16944 | 15080.16 | 1 | 5000 | 16218.28 | 15080.16 | 0 | 0 | 0 | 0 | 15922.56 | 184077.44 | 15922.56 | 0 | 0 | 0 | 0
2022040721 | 5 | 0.52428 | 52428 | 0.24667 | 12826.84 | 0.00097 | 86.33 | 1 | 5000 | 12826.84 | 86.33 | 0 | 0 | 0 | 0 | 34514.83 | 149562.61 | 34514.83 | 0 | 0 | 0 | 0
2022040722 | 5 | 0.50972 | 50972 | 0.23628 | 12286.56 | 0 | 0 | 1 | 5000 | 12286.56 | 0 | 0 | 0 | 0 | 0 | 33685.44 | 115877.17 | 33685.44 | 0 | 0 | 0 | 0
2022040723 | 5 | 0.48051 | 48051 | 0.25819 | 13425.88 | 0 | 0 | 1 | 5000 | 13425.88 | 0 | 0 | 0 | 0 | 0 | 29625.12 | 86252.05 | 29625.12 | 0 | 0 | 0 | 0
2022040724 | 5 | 0.44937 | 44937 | 0.27043 | 14062.36 | 0 | 0 | 1 | 5000 | 14062.36 | 0 | 0 | 0 | 0 | 0 | 25874.64 | 60377.41 | 25874.64 | 0 | 0 | 0 | 0
2022040801 | 6 | 0.42579 | 42579 | 0.28189 | 14658.28 | 0 | 0 | 1 | 5000 | 14658.28 | 0 | 0 | 0 | 0 | 0 | 22920.72 | 37456.69 | 22920.72 | 0 | 0 | 0 | 0
2022040802 | 6 | 0.41148 | 41148 | 0.28337 | 14735.24 | 0 | 0 | 1 | 5000 | 14735.24 | 0 | 0 | 0 | 0 | 0 | 21412.76 | 16043.93 | 21412.76 | 0 | 0 | 0 | 0
2022040803 | 6 | 0.4042 | 40420 | 0.29645 | 15415.4 | 0 | 0 | 1 | 5000 | 15415.4 | 0 | 0 | 0 | 0 | 0 | 20004.6 | 0 | 16043.93 | 0 | 0 | 0 | 3960.67
2022040804 | 6 | 0.4041 | 40410 | 0.30098 | 15650.96 | 0 | 0 | 1 | 5000 | 15650.96 | 0 | 0 | 0 | 0 | 0 | 19759.04 | 0 | 0 | 0 | 0 | 0 | 19759.04
2022040805 | 6 | 0.41133 | 41133 | 0.31419 | 16337.88 | 0 | 0 | 1 | 5000 | 16337.88 | 0 | 0 | 0 | 0 | 0 | 19795.12 | 0 | 0 | 0 | 0 | 0 | 19795.12
2022040806 | 6 | 0.43448 | 43448 | 0.30385 | 15800.2 | 0 | 0 | 1 | 5000 | 15800.2 | 0 | 0 | 0 | 0 | 0 | 22647.8 | 0 | 0 | 0 | 0 | 0 | 22647.8
2022040807 | 6 | 0.47493 | 47493 | 0.28888 | 15021.76 | 0 | 0 | 1 | 5000 | 15021.76 | 0 | 0 | 0 | 0 | 0 | 27471.24 | 0 | 0 | 0 | 0 | 0 | 27471.24
2022040808 | 6 | 0.49539 | 49539 | 0.29375 | 15275 | 0.02996 | 2666.44 | 1 | 5000 | 15275 | 2666.44 | 0 | 0 | 0 | 0 | 26597.56 | 0 | 0 | 0 | 0 | 0 | 26597.56
2022040809 | 6 | 0.49832 | 49832 | 0.26026 | 13533.52 | 0.42582 | 37897.98 | 1 | 5000 | 13533.52 | 31298.48 | 0 | 0 | 6599.5 | 6599.5 | 0 | 5609.575 | 0 | 0 | 0 | 5609.575 | 0
2022040810 | 6 | 0.4994 | 49940 | 0.23262 | 12096.24 | 0.80046 | 71240.94 | 1 | 5000 | 12096.24 | 32843.76 | 0 | 0 | 38397.18 | 38397.18 | 0 | 38247.178 | 0 | 0 | 0 | 32637.603 | 0
2022040811 | 6 | 0.49963 | 49963 | 0.24489 | 12734.28 | 0.84417 | 75131.13 | 1 | 5000 | 12734.28 | 32228.72 | 0 | 0 | 42902.41 | 42902.41 | 0 | 74714.2265 | 0 | 0 | 0 | 36467.0485 | 0
2022040812 | 6 | 0.49822 | 49822 | 0.23914 | 12435.28 | 0.85127 | 75763.03 | 1 | 5000 | 12435.28 | 32386.72 | 0 | 0 | 43376.31 | 43376.31 | 0 | 111584.09 | 0 | 0 | 0 | 36869.8635 | 0
2022040813 | 6 | 0.49738 | 49738 | 0.24562 | 12772.24 | 0.85206 | 75833.34 | 1 | 5000 | 12772.24 | 31965.76 | 0 | 0 | 43867.58 | 43867.58 | 0 | 148871.533 | 0 | 0 | 0 | 37287.443 | 0
2022040814 | 6 | 0.50021 | 50021 | 0.23328 | 12130.56 | 0.84319 | 75043.91 | 1 | 5000 | 12130.56 | 32890.44 | 0 | 0 | 42153.47 | 42153.47 | 0 | 184701.9825 | 0 | 0 | 0 | 35830.4495 | 0
2022040815 | 6 | 0.50394 | 50394 | 0.23227 | 12078.04 | 0.8534 | 75952.6 | 1 | 5000 | 12078.04 | 33315.96 | 0 | 0 | 42636.64 | 42636.64 | 0 | 200000 | 0 | 0 | 0 | 15298.0175 | 0
2022040816 | 6 | 0.50911 | 50911 | 0.25793 | 13412.36 | 0.85176 | 75806.64 | 1 | 5000 | 13412.36 | 32498.64 | 0 | 0 | 43308 | 43308 | 0 | 200000 | 0 | 0 | 0 | 0 | 0
2022040817 | 6 | 0.51572 | 51572 | 0.28844 | 14998.88 | 0.84682 | 75366.98 | 1 | 5000 | 14998.88 | 31573.12 | 0 | 0 | 43793.86 | 43793.86 | 0 | 200000 | 0 | 0 | 0 | 0 | 0
2022040818 | 6 | 0.51883 | 51883 | 0.28525 | 14833 | 0.82633 | 73543.37 | 1 | 5000 | 14833 | 32050 | 0 | 0 | 41493.37 | 41493.37 | 0 | 200000 | 0 | 0 | 0 | 0 | 0
2022040819 | 6 | 0.51396 | 51396 | 0.23324 | 12128.48 | 0.64888 | 57750.32 | 1 | 5000 | 12128.48 | 34267.52 | 0 | 0 | 23482.8 | 23482.8 | 0 | 200000 | 0 | 0 | 0 | 0 | 0
2022040820 | 6 | 0.50621 | 50621 | 0.15424 | 8020.48 | 0.17522 | 15594.58 | 1 | 5000 | 8020.48 | 15594.58 | 0 | 0 | 0 | 0 | 22005.94 | 177994.06 | 22005.94 | 0 | 0 | 0 | 0
2022040821 | 6 | 0.5075 | 50750 | 0.11998 | 6238.96 | 0.00128 | 113.92 | 1 | 5000 | 6238.96 | 113.92 | 0 | 0 | 0 | 0 | 39397.12 | 138596.94 | 39397.12 | 0 | 0 | 0 | 0
2022040822 | 6 | 0.49788 | 49788 | 0.13326 | 6929.52 | 0 | 0 | 1 | 5000 | 6929.52 | 0 | 0 | 0 | 0 | 0 | 37858.48 | 100738.46 | 37858.48 | 0 | 0 | 0 | 0
2022040823 | 6 | 0.47653 | 47653 | 0.16032 | 8336.64 | 0 | 0 | 1 | 5000 | 8336.64 | 0 | 0 | 0 | 0 | 0 | 34316.36 | 66422.1 | 34316.36 | 0 | 0 | 0 | 0
2022040824 | 6 | 0.45218 | 45218 | 0.2002 | 10410.4 | 0 | 0 | 1 | 5000 | 10410.4 | 0 | 0 | 0 | 0 | 0 | 29807.6 | 36614.5 | 29807.6 | 0 | 0 | 0 | 0
2022040901 | 7 | 0.43124 | 43124 | 0.25796 | 13413.92 | 0 | 0 | 1 | 5000 | 13413.92 | 0 | 0 | 0 | 0 | 0 | 24710.08 | 11904.42 | 24710.08 | 0 | 0 | 0 | 0
2022040902 | 7 | 0.41869 | 41869 | 0.31023 | 16131.96 | 0 | 0 | 1 | 5000 | 16131.96 | 0 | 0 | 0 | 0 | 0 | 20737.04 | 0 | 11904.42 | 0 | 0 | 0 | 8832.62
2022040903 | 7 | 0.41162 | 41162 | 0.37877 | 19696.04 | 0 | 0 | 1 | 5000 | 19696.04 | 0 | 0 | 0 | 0 | 0 | 16465.96 | 0 | 0 | 0 | 0 | 0 | 16465.96
2022040904 | 7 | 0.41013 | 41013 | 0.46822 | 24347.44 | 0 | 0 | 1 | 5000 | 24347.44 | 0 | 0 | 0 | 0 | 0 | 11665.56 | 0 | 0 | 0 | 0 | 0 | 11665.56
2022040905 | 7 | 0.41521 | 41521 | 0.55758 | 28994.16 | 0 | 0 | 1 | 5000 | 28994.16 | 0 | 0 | 0 | 0 | 0 | 7526.84 | 0 | 0 | 0 | 0 | 0 | 7526.84
2022040906 | 7 | 0.42789 | 42789 | 0.6083 | 31631.6 | 0 | 0 | 1 | 5000 | 31631.6 | 0 | 0 | 0 | 0 | 0 | 6157.4 | 0 | 0 | 0 | 0 | 0 | 6157.4
2022040907 | 7 | 0.4473 | 44730 | 0.64721 | 33654.92 | 0 | 0 | 1 | 5000 | 33654.92 | 0 | 0 | 0 | 0 | 0 | 6075.08 | 0 | 0 | 0 | 0 | 0 | 6075.08
2022040908 | 7 | 0.46535 | 46535 | 0.64036 | 33298.72 | 0.03543 | 3153.27 | 1 | 5000 | 33298.72 | 3153.27 | 0 | 0 | 0 | 0 | 5083.01 | 0 | 0 | 0 | 0 | 0 | 5083.01
2022040909 | 7 | 0.47782 | 47782 | 0.57993 | 30156.36 | 0.31116 | 27693.24 | 1 | 5000 | 30156.36 | 12625.64 | 0 | 0 | 15067.6 | 15067.6 | 0 | 12807.46 | 0 | 0 | 0 | 12807.46 | 0
2022040910 | 7 | 0.4851 | 48510 | 0.54606 | 28395.12 | 0.51473 | 45810.97 | 1 | 5000 | 28395.12 | 15114.88 | 0 | 0 | 30696.09 | 30696.09 | 0 | 38899.1365 | 0 | 0 | 0 | 26091.6765 | 0
2022040911 | 7 | 0.48697 | 48697 | 0.59922 | 31159.44 | 0.46237 | 41150.93 | 1 | 5000 | 31159.44 | 12537.56 | 0 | 0 | 28613.37 | 28613.37 | 0 | 63220.501 | 0 | 0 | 0 | 24321.3645 | 0
2022040912 | 7 | 0.49111 | 49111 | 0.61435 | 31946.2 | 0.42842 | 38129.38 | 1 | 5000 | 31946.2 | 12164.8 | 0 | 0 | 25964.58 | 25964.58 | 0 | 85290.394 | 0 | 0 | 0 | 22069.893 | 0
2022040913 | 7 | 0.49615 | 49615 | 0.6298 | 32749.6 | 0.3982 | 35439.8 | 1 | 5000 | 32749.6 | 11865.4 | 0 | 0 | 23574.4 | 23574.4 | 0 | 105328.634 | 0 | 0 | 0 | 20038.24 | 0
2022040914 | 7 | 0.50774 | 50774 | 0.64305 | 33438.6 | 0.39713 | 35344.57 | 1 | 5000 | 33438.6 | 12335.4 | 0 | 0 | 23009.17 | 23009.17 | 0 | 124886.4285 | 0 | 0 | 0 | 19557.7945 | 0
2022040915 | 7 | 0.52259 | 52259 | 0.64703 | 33645.56 | 0.40729 | 36248.81 | 1 | 5000 | 33645.56 | 13613.44 | 0 | 0 | 22635.37 | 22635.37 | 0 | 144126.493 | 0 | 0 | 0 | 19240.0645 | 0
2022040916 | 7 | 0.53959 | 53959 | 0.65765 | 34197.8 | 0.38819 | 34548.91 | 1 | 5000 | 34197.8 | 14761.2 | 0 | 0 | 19787.71 | 19787.71 | 0 | 160946.0465 | 0 | 0 | 0 | 16819.5535 | 0
2022040917 | 7 | 0.55879 | 55879 | 0.66609 | 34636.68 | 0.37163 | 33075.07 | 1 | 5000 | 34636.68 | 16242.32 | 0 | 0 | 16832.75 | 16832.75 | 0 | 175253.884 | 0 | 0 | 0 | 14307.8375 | 0
2022040918 | 7 | 0.57171 | 57171 | 0.66364 | 34509.28 | 0.36964 | 32897.96 | 1 | 5000 | 34509.28 | 17661.72 | 0 | 0 | 15236.24 | 15236.24 | 0 | 188204.688 | 0 | 0 | 0 | 12950.804 | 0
2022040919 | 7 | 0.5706 | 57060 | 0.65794 | 34212.88 | 0.29835 | 26553.15 | 1 | 5000 | 34212.88 | 17847.12 | 0 | 0 | 8706.03 | 8706.03 | 0 | 195604.8135 | 0 | 0 | 0 | 7400.1255 | 0
2022040920 | 7 | 0.55619 | 55619 | 0.66313 | 34482.76 | 0.11791 | 10493.99 | 1 | 5000 | 34482.76 | 10493.99 | 0 | 0 | 0 | 0 | 5642.25 | 189962.5635 | 5642.25 | 0 | 0 | 0 | 0
2022040921 | 7 | 0.5517 | 55170 | 0.70707 | 36767.64 | 0.00125 | 111.25 | 1 | 5000 | 36767.64 | 111.25 | 0 | 0 | 0 | 0 | 13291.11 | 176671.4535 | 13291.11 | 0 | 0 | 0 | 0
2022040922 | 7 | 0.53689 | 53689 | 0.72134 | 37509.68 | 0 | 0 | 1 | 5000 | 37509.68 | 0 | 0 | 0 | 0 | 0 | 11179.32 | 165492.1335 | 11179.32 | 0 | 0 | 0 | 0
2022040923 | 7 | 0.51194 | 51194 | 0.70949 | 36893.48 | 0 | 0 | 1 | 5000 | 36893.48 | 0 | 0 | 0 | 0 | 0 | 9300.52 | 156191.6135 | 9300.52 | 0 | 0 | 0 | 0
2022040924 | 7 | 0.4837 | 48370 | 0.70319 | 36565.88 | 0 | 0 | 1 | 5000 | 36565.88 | 0 | 0 | 0 | 0 | 0 | 6804.12 | 149387.4935 | 6804.12 | 0 | 0 | 0 | 0
2022041001 | 1 | 0.45795 | 45795 | 0.69519 | 36149.88 | 0 | 0 | 1 | 5000 | 36149.88 | 0 | 0 | 0 | 0 | 0 | 4645.12 | 144742.3735 | 4645.12 | 0 | 0 | 0 | 0
2022041002 | 1 | 0.43864 | 43864 | 0.67671 | 35188.92 | 0 | 0 | 1 | 5000 | 35188.92 | 0 | 0 | 0 | 0 | 0 | 3675.08 | 141067.2935 | 3675.08 | 0 | 0 | 0 | 1.4552e-11
2022041003 | 1 | 0.42312 | 42312 | 0.64855 | 33724.6 | 0 | 0 | 1 | 5000 | 33724.6 | 0 | 0 | 0 | 0 | 0 | 3587.4 | 137479.8935 | 3587.4 | 0 | 0 | 0 | 7.276e-12
2022041004 | 1 | 0.41312 | 41312 | 0.62475 | 32487 | 0 | 0 | 1 | 5000 | 32487 | 0 | 0 | 0 | 0 | 0 | 3825 | 133654.8935 | 3825 | 0 | 0 | 0 | 0
2022041005 | 1 | 0.40997 | 40997 | 0.61952 | 32215.04 | 0 | 0 | 1 | 5000 | 32215.04 | 0 | 0 | 0 | 0 | 0 | 3781.96 | 129872.9335 | 3781.96 | 0 | 0 | 0 | 0
2022041006 | 1 | 0.41119 | 41119 | 0.62491 | 32495.32 | 0 | 0 | 1 | 5000 | 32495.32 | 0 | 0 | 0 | 0 | 0 | 3623.68 | 126249.2535 | 3623.68 | 0 | 0 | 0 | 0
2022041007 | 1 | 0.41857 | 41857 | 0.63951 | 33254.52 | 0 | 0 | 1 | 5000 | 33254.52 | 0 | 0 | 0 | 0 | 0 | 3602.48 | 122646.7735 | 3602.48 | 0 | 0 | 0 | 0
2022041008 | 1 | 0.42636 | 42636 | 0.65089 | 33846.28 | 0.01648 | 1466.72 | 1 | 5000 | 33846.28 | 1466.72 | 0 | 0 | 0 | 0 | 2323 | 120323.7735 | 2323 | 0 | 0 | 0 | 0
2022041009 | 1 | 0.4493 | 44930 | 0.64551 | 33566.52 | 0.21771 | 19376.19 | 1 | 5000 | 33566.52 | 6363.48 | 0 | 0 | 13012.71 | 13012.71 | 0 | 131384.577 | 0 | 0 | 0 | 11060.8035 | 0
2022041010 | 1 | 0.47453 | 47453 | 0.61579 | 32021.08 | 0.39106 | 34804.34 | 1 | 5000 | 32021.08 | 10431.92 | 0 | 0 | 24372.42 | 24372.42 | 0 | 152101.134 | 0 | 0 | 0 | 20716.557 | 0
2022041011 | 1 | 0.49842 | 49842 | 0.58645 | 30495.4 | 0.49879 | 44392.31 | 1 | 5000 | 30495.4 | 14346.6 | 0 | 0 | 30045.71 | 30045.71 | 0 | 177639.9875 | 0 | 0 | 0 | 25538.8535 | 0
2022041012 | 1 | 0.51897 | 51897 | 0.53449 | 27793.48 | 0.61844 | 55041.16 | 1 | 5000 | 27793.48 | 19103.52 | 0 | 0 | 35937.64 | 35937.64 | 0 | 200000 | 0 | 0 | 0 | 22360.0125 | 0
2022041013 | 1 | 0.53402 | 53402 | 0.46601 | 24232.52 | 0.58669 | 52215.41 | 1 | 5000 | 24232.52 | 24169.48 | 0 | 0 | 28045.93 | 28045.93 | 0 | 200000 | 0 | 0 | 0 | 0 | 0
2022041014 | 1 | 0.55174 | 55174 | 0.4167 | 21668.4 | 0.5759 | 51255.1 | 1 | 5000 | 21668.4 | 28505.6 | 0 | 0 | 22749.5 | 22749.5 | 0 | 200000 | 0 | 0 | 0 | 0 | 0
2022041015 | 1 | 0.57067 | 57067 | 0.4128 | 21465.6 | 0.59835 | 53253.15 | 1 | 5000 | 21465.6 | 30601.4 | 0 | 0 | 22651.75 | 22651.75 | 0 | 200000 | 0 | 0 | 0 | 0 | 0
2022041016 | 1 | 0.58962 | 58962 | 0.45115 | 23459.8 | 0.5914 | 52634.6 | 1 | 5000 | 23459.8 | 30502.2 | 0 | 0 | 22132.4 | 22132.4 | 0 | 200000 | 0 | 0 | 0 | 0 | 0
2022041017 | 1 | 0.59849 | 59849 | 0.47771 | 24840.92 | 0.57772 | 51417.08 | 1 | 5000 | 24840.92 | 30008.08 | 0 | 0 | 21409 | 21409 | 0 | 200000 | 0 | 0 | 0 | 0 | 0
2022041018 | 1 | 0.60304 | 60304 | 0.50228 | 26118.56 | 0.50367 | 44826.63 | 1 | 5000 | 26118.56 | 29185.44 | 0 | 0 | 15641.19 | 15641.19 | 0 | 200000 | 0 | 0 | 0 | 0 | 0
2022041019 | 1 | 0.59758 | 59758 | 0.5091 | 26473.2 | 0.42876 | 38159.64 | 1 | 5000 | 26473.2 | 28284.8 | 0 | 0 | 9874.84 | 9874.84 | 0 | 200000 | 0 | 0 | 0 | 0 | 0
2022041020 | 1 | 0.59133 | 59133 | 0.50634 | 26329.68 | 0.16034 | 14270.26 | 1 | 5000 | 26329.68 | 14270.26 | 0 | 0 | 0 | 0 | 13533.06 | 186466.94 | 13533.06 | 0 | 0 | 0 | 0
2022041021 | 1 | 0.59211 | 59211 | 0.52041 | 27061.32 | 0.0058 | 516.2 | 1 | 5000 | 27061.32 | 516.2 | 0 | 0 | 0 | 0 | 26633.48 | 159833.46 | 26633.48 | 0 | 0 | 0 | 0
2022041022 | 1 | 0.57748 | 57748 | 0.54305 | 28238.6 | 0 | 0 | 1 | 5000 | 28238.6 | 0 | 0 | 0 | 0 | 0 | 24509.4 | 135324.06 | 24509.4 | 0 | 0 | 0 | 0
2022041023 | 1 | 0.54747 | 54747 | 0.54331 | 28252.12 | 0 | 0 | 1 | 5000 | 28252.12 | 0 | 0 | 0 | 0 | 0 | 21494.88 | 113829.18 | 21494.88 | 0 | 0 | 0 | 0
2022041024 | 1 | 0.50978 | 50978 | 0.54226 | 28197.52 | 0 | 0 | 1 | 5000 | 28197.52 | 0 | 0 | 0 | 0 | 0 | 17780.48 | 96048.7 | 17780.48 | 0 | 0 | 0 | 0
2022041101 | 2 | 0.47996 | 47996 | 0.574 | 29848 | 0 | 0 | 1 | 5000 | 29848 | 0 | 0 | 0 | 0 | 0 | 13148 | 82900.7 | 13148 | 0 | 0 | 0 | 0
2022041102 | 2 | 0.46097 | 46097 | 0.59854 | 31124.08 | 0 | 0 | 1 | 5000 | 31124.08 | 0 | 0 | 0 | 0 | 0 | 9972.92 | 72927.78 | 9972.92 | 0 | 0 | 0 | 0
2022041103 | 2 | 0.45196 | 45196 | 0.61604 | 32034.08 | 0 | 0 | 1 | 5000 | 32034.08 | 0 | 0 | 0 | 0 | 0 | 8161.92 | 64765.86 | 8161.92 | 0 | 0 | 0 | 0
2022041104 | 2 | 0.44782 | 44782 | 0.61948 | 32212.96 | 0 | 0 | 1 | 5000 | 32212.96 | 0 | 0 | 0 | 0 | 0 | 7569.04 | 57196.82 | 7569.04 | 0 | 0 | 0 | 0
2022041105 | 2 | 0.45398 | 45398 | 0.59953 | 31175.56 | 0 | 0 | 1 | 5000 | 31175.56 | 0 | 0 | 0 | 0 | 0 | 9222.44 | 47974.38 | 9222.44 | 0 | 0 | 0 | 0
2022041106 | 2 | 0.47113 | 47113 | 0.53541 | 27841.32 | 0 | 0 | 1 | 5000 | 27841.32 | 0 | 0 | 0 | 0 | 0 | 14271.68 | 33702.7 | 14271.68 | 0 | 0 | 0 | 0
2022041107 | 2 | 0.5022 | 50220 | 0.48363 | 25148.76 | 0 | 0 | 1 | 5000 | 25148.76 | 0 | 0 | 0 | 0 | 0 | 20071.24 | 13631.46 | 20071.24 | 0 | 0 | 0 | 0
2022041108 | 2 | 0.51832 | 51832 | 0.44618 | 23201.36 | 0.02289 | 2037.21 | 1 | 5000 | 23201.36 | 2037.21 | 0 | 0 | 0 | 0 | 21593.43 | 0 | 13631.46 | 0 | 0 | 0 | 7961.97
2022041109 | 2 | 0.52797 | 52797 | 0.38214 | 19871.28 | 0.35014 | 31162.46 | 1 | 5000 | 19871.28 | 27925.72 | 0 | 0 | 3236.74 | 3236.74 | 0 | 2751.229 | 0 | 0 | 0 | 2751.229 | 0
2022041110 | 2 | 0.54757 | 54757 | 0.3506 | 18231.2 | 0.64678 | 57563.42 | 1 | 5000 | 18231.2 | 31525.8 | 0 | 0 | 26037.62 | 26037.62 | 0 | 24883.206 | 0 | 0 | 0 | 22131.977 | 0
2022041111 | 2 | 0.56795 | 56795 | 0.35899 | 18667.48 | 0.72168 | 64229.52 | 1 | 5000 | 18667.48 | 33127.52 | 0 | 0 | 31102 | 31102 | 0 | 51319.906 | 0 | 0 | 0 | 26436.7 | 0
2022041112 | 2 | 0.58497 | 58497 | 0.32685 | 16996.2 | 0.74376 | 66194.64 | 1 | 5000 | 16996.2 | 36500.8 | 0 | 0 | 29693.84 | 29693.84 | 0 | 76559.67 | 0 | 0 | 0 | 25239.764 | 0
2022041113 | 2 | 0.60581 | 60581 | 0.24686 | 12836.72 | 0.77061 | 68584.29 | 1 | 5000 | 12836.72 | 42744.28 | 0 | 0 | 25840.01 | 25840.01 | 0 | 98523.6785 | 0 | 0 | 0 | 21964.0085 | 0
2022041114 | 2 | 0.62427 | 62427 | 0.18923 | 9839.96 | 0.77121 | 68637.69 | 1 | 5000 | 9839.96 | 47587.04 | 0 | 0 | 21050.65 | 21050.65 | 0 | 116416.731 | 0 | 0 | 0 | 17893.0525 | 0
2022041115 | 2 | 0.64212 | 64212 | 0.16988 | 8833.76 | 0.76434 | 68026.26 | 1 | 5000 | 8833.76 | 50378.24 | 0 | 0 | 17648.02 | 17648.02 | 0 | 131417.548 | 0 | 0 | 0 | 15000.817 | 0
2022041116 | 2 | 0.65911 | 65911 | 0.17824 | 9268.48 | 0.761 | 67729 | 1 | 5000 | 9268.48 | 51642.52 | 0 | 0 | 16086.48 | 16086.48 | 0 | 145091.056 | 0 | 0 | 0 | 13673.508 | 0
2022041117 | 2 | 0.67648 | 67648 | 0.19987 | 10393.24 | 0.73939 | 65805.71 | 1 | 5000 | 10393.24 | 52254.76 | 0 | 0 | 13550.95 | 13550.95 | 0 | 156609.3635 | 0 | 0 | 0 | 11518.3075 | 0
2022041118 | 2 | 0.68235 | 68235 | 0.21787 | 11329.24 | 0.7374 | 65628.6 | 1 | 5000 | 11329.24 | 51905.76 | 0 | 0 | 13722.84 | 13722.84 | 0 | 168273.7775 | 0 | 0 | 0 | 11664.414 | 0
2022041119 | 2 | 0.67275 | 67275 | 0.25562 | 13292.24 | 0.58092 | 51701.88 | 1 | 5000 | 13292.24 | 48982.76 | 0 | 0 | 2719.12 | 2719.12 | 0 | 170585.0295 | 0 | 0 | 0 | 2311.252 | 0
2022041120 | 2 | 0.65659 | 65659 | 0.27868 | 14491.36 | 0.18379 | 16357.31 | 1 | 5000 | 14491.36 | 16357.31 | 0 | 0 | 0 | 0 | 29810.33 | 140774.6995 | 29810.33 | 0 | 0 | 0 | 0
2022041121 | 2 | 0.6494 | 64940 | 0.32239 | 16764.28 | 0.00192 | 170.88 | 1 | 5000 | 16764.28 | 170.88 | 0 | 0 | 0 | 0 | 43004.84 | 97769.8595 | 43004.84 | 0 | 0 | 0 | 0
2022041122 | 2 | 0.63191 | 63191 | 0.42026 | 21853.52 | 0 | 0 | 1 | 5000 | 21853.52 | 0 | 0 | 0 | 0 | 0 | 36337.48 | 61432.3795 | 36337.48 | 0 | 0 | 0 | 0
2022041123 | 2 | 0.59478 | 59478 | 0.5212 | 27102.4 | 0 | 0 | 1 | 5000 | 27102.4 | 0 | 0 | 0 | 0 | 0 | 27375.6 | 34056.7795 | 27375.6 | 0 | 0 | 0 | 0
2022041124 | 2 | 0.55258 | 55258 | 0.59475 | 30927 | 0 | 0 | 1 | 5000 | 30927 | 0 | 0 | 0 | 0 | 0 | 19331 | 14725.7795 | 19331 | 0 | 0 | 0 | 0
2022041201 | 3 | 0.52015 | 52015 | 0.61789 | 32130.28 | 0 | 0 | 1 | 5000 | 32130.28 | 0 | 0 | 0 | 0 | 0 | 14884.72 | 0 | 14725.7795 | 0 | 0 | 0 | 158.9405
2022041202 | 3 | 0.49788 | 49788 | 0.61109 | 31776.68 | 0 | 0 | 1 | 5000 | 31776.68 | 0 | 0 | 0 | 0 | 0 | 13011.32 | 0 | 0 | 0 | 0 | 0 | 13011.32
2022041203 | 3 | 0.48246 | 48246 | 0.5898 | 30669.6 | 0 | 0 | 1 | 5000 | 30669.6 | 0 | 0 | 0 | 0 | 0 | 12576.4 | 0 | 0 | 0 | 0 | 0 | 12576.4
2022041204 | 3 | 0.47685 | 47685 | 0.57472 | 29885.44 | 0 | 0 | 1 | 5000 | 29885.44 | 0 | 0 | 0 | 0 | 0 | 12799.56 | 0 | 0 | 0 | 0 | 0 | 12799.56
2022041205 | 3 | 0.48084 | 48084 | 0.57731 | 30020.12 | 0 | 0 | 1 | 5000 | 30020.12 | 0 | 0 | 0 | 0 | 0 | 13063.88 | 0 | 0 | 0 | 0 | 0 | 13063.88
2022041206 | 3 | 0.49921 | 49921 | 0.59634 | 31009.68 | 0 | 0 | 1 | 5000 | 31009.68 | 0 | 0 | 0 | 0 | 0 | 13911.32 | 0 | 0 | 0 | 0 | 0 | 13911.32
2022041207 | 3 | 0.53379 | 53379 | 0.60819 | 31625.88 | 0 | 0 | 1 | 5000 | 31625.88 | 0 | 0 | 0 | 0 | 0 | 16753.12 | 0 | 0 | 0 | 0 | 0 | 16753.12
2022041208 | 3 | 0.54965 | 54965 | 0.58996 | 30677.92 | 0.01007 | 896.23 | 1 | 5000 | 30677.92 | 896.23 | 0 | 0 | 0 | 0 | 18390.85 | 0 | 0 | 0 | 0 | 0 | 18390.85
2022041209 | 3 | 0.55607 | 55607 | 0.55192 | 28699.84 | 0.15893 | 14144.77 | 1 | 5000 | 28699.84 | 14144.77 | 0 | 0 | 0 | 0 | 7762.39 | 0 | 0 | 0 | 0 | 0 | 7762.39
2022041210 | 3 | 0.56815 | 56815 | 0.53535 | 27838.2 | 0.21901 | 19491.89 | 1 | 5000 | 27838.2 | 19491.89 | 0 | 0 | 0 | 0 | 4484.91 | 0 | 0 | 0 | 0 | 0 | 4484.91
2022041211 | 3 | 0.58262 | 58262 | 0.54191 | 28179.32 | 0.23469 | 20887.41 | 1 | 5000 | 28179.32 | 20887.41 | 0 | 0 | 0 | 0 | 4195.27 | 0 | 0 | 0 | 0 | 0 | 4195.27
2022041212 | 3 | 0.59681 | 59681 | 0.52871 | 27492.92 | 0.31631 | 28151.59 | 1 | 5000 | 27492.92 | 27188.08 | 0 | 0 | 963.51 | 963.51 | 0 | 818.9835 | 0 | 0 | 0 | 818.9835 | 0
2022041213 | 3 | 0.61294 | 61294 | 0.52548 | 27324.96 | 0.35626 | 31707.14 | 1 | 5000 | 27324.96 | 28969.04 | 0 | 0 | 2738.1 | 2738.1 | 0 | 3146.3685 | 0 | 0 | 0 | 2327.385 | 0
2022041214 | 3 | 0.63532 | 63532 | 0.53737 | 27943.24 | 0.36556 | 32534.84 | 1 | 5000 | 27943.24 | 30588.76 | 0 | 0 | 1946.08 | 1946.08 | 0 | 4800.5365 | 0 | 0 | 0 | 1654.168 | 0
2022041215 | 3 | 0.65378 | 65378 | 0.5669 | 29478.8 | 0.31323 | 27877.47 | 1 | 5000 | 29478.8 | 27877.47 | 0 | 0 | 0 | 0 | 3021.73 | 1778.8065 | 3021.73 | 0 | 0 | 0 | 0
2022041216 | 3 | 0.66642 | 66642 | 0.58558 | 30450.16 | 0.29689 | 26423.21 | 1 | 5000 | 30450.16 | 26423.21 | 0 | 0 | 0 | 0 | 4768.63 | 0 | 1778.8065 | 0 | 0 | 0 | 2989.8235
2022041217 | 3 | 0.67648 | 67648 | 0.60799 | 31615.48 | 0.24113 | 21460.57 | 1 | 5000 | 31615.48 | 21460.57 | 0 | 0 | 0 | 0 | 9571.95 | 0 | 0 | 0 | 0 | 0 | 9571.95
2022041218 | 3 | 0.68178 | 68178 | 0.61864 | 32169.28 | 0.17494 | 15569.66 | 1 | 5000 | 32169.28 | 15569.66 | 0 | 0 | 0 | 0 | 15439.06 | 0 | 0 | 0 | 0 | 0 | 15439.06
2022041219 | 3 | 0.66973 | 66973 | 0.60527 | 31474.04 | 0.13386 | 11913.54 | 1 | 5000 | 31474.04 | 11913.54 | 0 | 0 | 0 | 0 | 18585.42 | 0 | 0 | 0 | 0 | 0 | 18585.42
2022041220 | 3 | 0.65006 | 65006 | 0.60506 | 31463.12 | 0.05816 | 5176.24 | 1 | 5000 | 31463.12 | 5176.24 | 0 | 0 | 0 | 0 | 23366.64 | 0 | 0 | 0 | 0 | 0 | 23366.64
2022041221 | 3 | 0.63845 | 63845 | 0.60301 | 31356.52 | 0.00139 | 123.71 | 1 | 5000 | 31356.52 | 123.71 | 0 | 0 | 0 | 0 | 27364.77 | 0 | 0 | 0 | 0 | 0 | 27364.77
2022041222 | 3 | 0.618 | 61800 | 0.60733 | 31581.16 | 0 | 0 | 1 | 5000 | 31581.16 | 0 | 0 | 0 | 0 | 0 | 25218.84 | 0 | 0 | 0 | 0 | 0 | 25218.84
2022041223 | 3 | 0.58208 | 58208 | 0.58227 | 30278.04 | 0 | 0 | 1 | 5000 | 30278.04 | 0 | 0 | 0 | 0 | 0 | 22929.96 | 0 | 0 | 0 | 0 | 0 | 22929.96
2022041224 | 3 | 0.54158 | 54158 | 0.57398 | 29846.96 | 0 | 0 | 1 | 5000 | 29846.96 | 0 | 0 | 0 | 0 | 0 | 19311.04 | 0 | 0 | 0 | 0 | 0 | 19311.04
2022041301 | 4 | 0.51321 | 51321 | 0.58219 | 30273.88 | 0 | 0 | 1 | 5000 | 30273.88 | 0 | 0 | 0 | 0 | 0 | 16047.12 | 0 | 0 | 0 | 0 | 0 | 16047.12
2022041302 | 4 | 0.49385 | 49385 | 0.57776 | 30043.52 | 0 | 0 | 1 | 5000 | 30043.52 | 0 | 0 | 0 | 0 | 0 | 14341.48 | 0 | 0 | 0 | 0 | 0 | 14341.48
2022041303 | 4 | 0.48278 | 48278 | 0.58225 | 30277 | 0 | 0 | 1 | 5000 | 30277 | 0 | 0 | 0 | 0 | 0 | 13001 | 0 | 0 | 0 | 0 | 0 | 13001
2022041304 | 4 | 0.4783 | 47830 | 0.59516 | 30948.32 | 0 | 0 | 1 | 5000 | 30948.32 | 0 | 0 | 0 | 0 | 0 | 11881.68 | 0 | 0 | 0 | 0 | 0 | 11881.68
2022041305 | 4 | 0.48443 | 48443 | 0.59487 | 30933.24 | 0 | 0 | 1 | 5000 | 30933.24 | 0 | 0 | 0 | 0 | 0 | 12509.76 | 0 | 0 | 0 | 0 | 0 | 12509.76
2022041306 | 4 | 0.50471 | 50471 | 0.58689 | 30518.28 | 0 | 0 | 1 | 5000 | 30518.28 | 0 | 0 | 0 | 0 | 0 | 14952.72 | 0 | 0 | 0 | 0 | 0 | 14952.72
2022041307 | 4 | 0.54054 | 54054 | 0.60783 | 31607.16 | 0 | 0 | 1 | 5000 | 31607.16 | 0 | 0 | 0 | 0 | 0 | 17446.84 | 0 | 0 | 0 | 0 | 0 | 17446.84
2022041308 | 4 | 0.55721 | 55721 | 0.61434 | 31945.68 | 0.0162 | 1441.8 | 1 | 5000 | 31945.68 | 1441.8 | 0 | 0 | 0 | 0 | 17333.52 | 0 | 0 | 0 | 0 | 0 | 17333.52
2022041309 | 4 | 0.56397 | 56397 | 0.5507 | 28636.4 | 0.2205 | 19624.5 | 1 | 5000 | 28636.4 | 19624.5 | 0 | 0 | 0 | 0 | 3136.1 | 0 | 0 | 0 | 0 | 0 | 3136.1
2022041310 | 4 | 0.57359 | 57359 | 0.4829 | 25110.8 | 0.39364 | 35033.96 | 1 | 5000 | 25110.8 | 27248.2 | 0 | 0 | 7785.76 | 7785.76 | 0 | 6617.896 | 0 | 0 | 0 | 6617.896 | 0
2022041311 | 4 | 0.59111 | 59111 | 0.39256 | 20413.12 | 0.66888 | 59530.32 | 1 | 5000 | 20413.12 | 33697.88 | 0 | 0 | 25832.44 | 25832.44 | 0 | 28575.47 | 0 | 0 | 0 | 21957.574 | 0
2022041312 | 4 | 0.60609 | 60609 | 0.405 | 21060 | 0.6695 | 59585.5 | 1 | 5000 | 21060 | 34549 | 0 | 0 | 25036.5 | 25036.5 | 0 | 49856.495 | 0 | 0 | 0 | 21281.025 | 0
2022041313 | 4 | 0.62206 | 62206 | 0.43836 | 22794.72 | 0.6011 | 53497.9 | 1 | 5000 | 22794.72 | 34411.28 | 0 | 0 | 19086.62 | 19086.62 | 0 | 66080.122 | 0 | 0 | 0 | 16223.627 | 0
2022041314 | 4 | 0.63494 | 63494 | 0.452 | 23504 | 0.521 | 46369 | 1 | 5000 | 23504 | 34990 | 0 | 0 | 11379 | 11379 | 0 | 75752.272 | 0 | 0 | 0 | 9672.15 | 0
2022041315 | 4 | 0.64323 | 64323 | 0.46341 | 24097.32 | 0.45316 | 40331.24 | 1 | 5000 | 24097.32 | 35225.68 | 0 | 0 | 5105.56 | 5105.56 | 0 | 80091.998 | 0 | 0 | 0 | 4339.726 | 0
2022041316 | 4 | 0.64949 | 64949 | 0.45829 | 23831.08 | 0.48815 | 43445.35 | 1 | 5000 | 23831.08 | 36117.92 | 0 | 0 | 7327.43 | 7327.43 | 0 | 86320.3135 | 0 | 0 | 0 | 6228.3155 | 0
2022041317 | 4 | 0.6613 | 66130 | 0.44043 | 22902.36 | 0.5388 | 47953.2 | 1 | 5000 | 22902.36 | 38227.64 | 0 | 0 | 9725.56 | 9725.56 | 0 | 94587.0395 | 0 | 0 | 0 | 8266.726 | 0
2022041318 | 4 | 0.6681 | 66810 | 0.42302 | 21997.04 | 0.59171 | 52662.19 | 1 | 5000 | 21997.04 | 39812.96 | 0 | 0 | 12849.23 | 12849.23 | 0 | 105508.885 | 0 | 0 | 0 | 10921.8455 | 0
2022041319 | 4 | 0.65614 | 65614 | 0.3534 | 18376.8 | 0.61075 | 54356.75 | 1 | 5000 | 18376.8 | 42237.2 | 0 | 0 | 12119.55 | 12119.55 | 0 | 115810.5025 | 0 | 0 | 0 | 10301.6175 | 0
2022041320 | 4 | 0.63035 | 63035 | 0.24997 | 12998.44 | 0.19771 | 17596.19 | 1 | 5000 | 12998.44 | 17596.19 | 0 | 0 | 0 | 0 | 27440.37 | 88370.1325 | 27440.37 | 0 | 0 | 0 | 0
2022041321 | 4 | 0.61561 | 61561 | 0.19319 | 10045.88 | 0.00231 | 205.59 | 1 | 5000 | 10045.88 | 205.59 | 0 | 0 | 0 | 0 | 46309.53 | 42060.6025 | 46309.53 | 0 | 0 | 0 | 0
2022041322 | 4 | 0.59217 | 59217 | 0.21002 | 10921.04 | 0 | 0 | 1 | 5000 | 10921.04 | 0 | 0 | 0 | 0 | 0 | 43295.96 | 0 | 42060.6025 | 0 | 0 | 0 | 1235.3575
2022041323 | 4 | 0.54908 | 54908 | 0.21473 | 11165.96 | 0 | 0 | 1 | 5000 | 11165.96 | 0 | 0 | 0 | 0 | 0 | 38742.04 | 0 | 0 | 0 | 0 | 0 | 38742.04
2022041324 | 4 | 0.50358 | 50358 | 0.22268 | 11579.36 | 0 | 0 | 1 | 5000 | 11579.36 | 0 | 0 | 0 | 0 | 0 | 33778.64 | 0 | 0 | 0 | 0 | 0 | 33778.64
2022041401 | 5 | 0.46725 | 46725 | 0.23116 | 12020.32 | 0 | 0 | 1 | 5000 | 12020.32 | 0 | 0 | 0 | 0 | 0 | 29704.68 | 0 | 0 | 0 | 0 | 0 | 29704.68
2022041402 | 5 | 0.442 | 44200 | 0.25387 | 13201.24 | 0 | 0 | 1 | 5000 | 13201.24 | 0 | 0 | 0 | 0 | 0 | 25998.76 | 0 | 0 | 0 | 0 | 0 | 25998.76
2022041403 | 5 | 0.42632 | 42632 | 0.29455 | 15316.6 | 0 | 0 | 1 | 5000 | 15316.6 | 0 | 0 | 0 | 0 | 0 | 22315.4 | 0 | 0 | 0 | 0 | 0 | 22315.4
2022041404 | 5 | 0.4186 | 41860 | 0.34031 | 17696.12 | 0 | 0 | 1 | 5000 | 17696.12 | 0 | 0 | 0 | 0 | 0 | 19163.88 | 0 | 0 | 0 | 0 | 0 | 19163.88
2022041405 | 5 | 0.42062 | 42062 | 0.3892 | 20238.4 | 0 | 0 | 1 | 5000 | 20238.4 | 0 | 0 | 0 | 0 | 0 | 16823.6 | 0 | 0 | 0 | 0 | 0 | 16823.6
2022041406 | 5 | 0.4395 | 43950 | 0.41053 | 21347.56 | 0 | 0 | 1 | 5000 | 21347.56 | 0 | 0 | 0 | 0 | 0 | 17602.44 | 0 | 0 | 0 | 0 | 0 | 17602.44
2022041407 | 5 | 0.47508 | 47508 | 0.41756 | 21713.12 | 0 | 0 | 1 | 5000 | 21713.12 | 0 | 0 | 0 | 0 | 0 | 20794.88 | 0 | 0 | 0 | 0 | 0 | 20794.88
2022041408 | 5 | 0.49168 | 49168 | 0.38607 | 20075.64 | 0.05306 | 4722.34 | 1 | 5000 | 20075.64 | 4722.34 | 0 | 0 | 0 | 0 | 19370.02 | 0 | 0 | 0 | 0 | 0 | 19370.02
2022041409 | 5 | 0.49884 | 49884 | 0.31657 | 16461.64 | 0.46554 | 41433.06 | 1 | 5000 | 16461.64 | 28422.36 | 0 | 0 | 13010.7 | 13010.7 | 0 | 11059.095 | 0 | 0 | 0 | 11059.095 | 0
2022041410 | 5 | 0.50603 | 50603 | 0.32252 | 16771.04 | 0.71202 | 63369.78 | 1 | 5000 | 16771.04 | 28831.96 | 0 | 0 | 34537.82 | 34537.82 | 0 | 40416.242 | 0 | 0 | 0 | 29357.147 | 0
2022041411 | 5 | 0.51615 | 51615 | 0.37822 | 19667.44 | 0.70472 | 62720.08 | 1 | 5000 | 19667.44 | 26947.56 | 0 | 0 | 35772.52 | 35772.52 | 0 | 70822.884 | 0 | 0 | 0 | 30406.642 | 0
2022041412 | 5 | 0.52643 | 52643 | 0.37695 | 19601.4 | 0.75471 | 67169.19 | 1 | 5000 | 19601.4 | 28041.6 | 0 | 0 | 39127.59 | 39127.59 | 0 | 104081.3355 | 0 | 0 | 0 | 33258.4515 | 0
2022041413 | 5 | 0.53749 | 53749 | 0.38042 | 19781.84 | 0.80785 | 71898.65 | 1 | 5000 | 19781.84 | 28967.16 | 0 | 0 | 42931.49 | 42931.49 | 0 | 140573.102 | 0 | 0 | 0 | 36491.7665 | 0
2022041414 | 5 | 0.55434 | 55434 | 0.39132 | 20348.64 | 0.81621 | 72642.69 | 1 | 5000 | 20348.64 | 30085.36 | 0 | 0 | 42557.33 | 42557.33 | 0 | 176746.8325 | 0 | 0 | 0 | 36173.7305 | 0
2022041415 | 5 | 0.56997 | 56997 | 0.42076 | 21879.52 | 0.78051 | 69465.39 | 1 | 5000 | 21879.52 | 30117.48 | 0 | 0 | 39347.91 | 39347.91 | 0 | 200000 | 0 | 0 | 0 | 23253.1675 | 0
2022041416 | 5 | 0.58613 | 58613 | 0.45088 | 23445.76 | 0.68019 | 60536.91 | 1 | 5000 | 23445.76 | 30167.24 | 0 | 0 | 30369.67 | 30369.67 | 0 | 200000 | 0 | 0 | 0 | 0 | 0
2022041417 | 5 | 0.60387 | 60387 | 0.49614 | 25799.28 | 0.54974 | 48926.86 | 1 | 5000 | 25799.28 | 29587.72 | 0 | 0 | 19339.14 | 19339.14 | 0 | 200000 | 0 | 0 | 0 | 0 | 0
2022041418 | 5 | 0.61034 | 61034 | 0.52977 | 27548.04 | 0.4299 | 38261.1 | 1 | 5000 | 27548.04 | 28485.96 | 0 | 0 | 9775.14 | 9775.14 | 0 | 200000 | 0 | 0 | 0 | 0 | 0
2022041419 | 5 | 0.60087 | 60087 | 0.54729 | 28459.08 | 0.28257 | 25148.73 | 1 | 5000 | 28459.08 | 25148.73 | 0 | 0 | 0 | 0 | 1479.19 | 198520.81 | 1479.19 | 0 | 0 | 0 | 0
2022041420 | 5 | 0.58378 | 58378 | 0.55953 | 29095.56 | 0.09409 | 8374.01 | 1 | 5000 | 29095.56 | 8374.01 | 0 | 0 | 0 | 0 | 15908.43 | 182612.38 | 15908.43 | 0 | 0 | 0 | 0
2022041421 | 5 | 0.5769 | 57690 | 0.58153 | 30239.56 | 0.00223 | 198.47 | 1 | 5000 | 30239.56 | 198.47 | 0 | 0 | 0 | 0 | 22251.97 | 160360.41 | 22251.97 | 0 | 0 | 0 | 0
2022041422 | 5 | 0.55806 | 55806 | 0.5785 | 30082 | 0 | 0 | 1 | 5000 | 30082 | 0 | 0 | 0 | 0 | 0 | 20724 | 139636.41 | 20724 | 0 | 0 | 0 | 0
2022041423 | 5 | 0.52762 | 52762 | 0.56904 | 29590.08 | 0 | 0 | 1 | 5000 | 29590.08 | 0 | 0 | 0 | 0 | 0 | 18171.92 | 121464.49 | 18171.92 | 0 | 0 | 0 | 0
2022041424 | 5 | 0.49161 | 49161 | 0.55242 | 28725.84 | 0 | 0 | 1 | 5000 | 28725.84 | 0 | 0 | 0 | 0 | 0 | 15435.16 | 106029.33 | 15435.16 | 0 | 0 | 0 | 0
2022041501 | 6 | 0.46018 | 46018 | 0.53962 | 28060.24 | 0 | 0 | 1 | 5000 | 28060.24 | 0 | 0 | 0 | 0 | 0 | 12957.76 | 93071.57 | 12957.76 | 0 | 0 | 0 | 0
2022041502 | 6 | 0.4413 | 44130 | 0.51725 | 26897 | 0 | 0 | 1 | 5000 | 26897 | 0 | 0 | 0 | 0 | 0 | 12233 | 80838.57 | 12233 | 0 | 0 | 0 | 0
2022041503 | 6 | 0.43156 | 43156 | 0.50127 | 26066.04 | 0 | 0 | 1 | 5000 | 26066.04 | 0 | 0 | 0 | 0 | 0 | 12089.96 | 68748.61 | 12089.96 | 0 | 0 | 0 | 0
2022041504 | 6 | 0.42588 | 42588 | 0.49701 | 25844.52 | 0 | 0 | 1 | 5000 | 25844.52 | 0 | 0 | 0 | 0 | 0 | 11743.48 | 57005.13 | 11743.48 | 0 | 0 | 0 | 0
2022041505 | 6 | 0.42852 | 42852 | 0.49667 | 25826.84 | 0 | 0 | 1 | 5000 | 25826.84 | 0 | 0 | 0 | 0 | 0 | 12025.16 | 44979.97 | 12025.16 | 0 | 0 | 0 | 0
2022041506 | 6 | 0.44008 | 44008 | 0.49801 | 25896.52 | 0 | 0 | 1 | 5000 | 25896.52 | 0 | 0 | 0 | 0 | 0 | 13111.48 | 31868.49 | 13111.48 | 0 | 0 | 0 | 0
2022041507 | 6 | 0.46055 | 46055 | 0.49554 | 25768.08 | 0 | 0 | 1 | 5000 | 25768.08 | 0 | 0 | 0 | 0 | 0 | 15286.92 | 16581.57 | 15286.92 | 0 | 0 | 0 | 0
2022041508 | 6 | 0.47412 | 47412 | 0.49415 | 25695.8 | 0.02019 | 1796.91 | 1 | 5000 | 25695.8 | 1796.91 | 0 | 0 | 0 | 0 | 14919.29 | 1662.28 | 14919.29 | 0 | 0 | 0 | 0
2022041509 | 6 | 0.49042 | 49042 | 0.46897 | 24386.44 | 0.13905 | 12375.45 | 1 | 5000 | 24386.44 | 12375.45 | 0 | 0 | 0 | 0 | 7280.11 | 0 | 1662.28 | 0 | 0 | 0 | 5617.83
2022041510 | 6 | 0.50989 | 50989 | 0.46669 | 24267.88 | 0.18122 | 16128.58 | 1 | 5000 | 24267.88 | 16128.58 | 0 | 0 | 0 | 0 | 5592.54 | 0 | 0 | 0 | 0 | 0 | 5592.54
2022041511 | 6 | 0.52571 | 52571 | 0.46695 | 24281.4 | 0.23737 | 21125.93 | 1 | 5000 | 24281.4 | 21125.93 | 0 | 0 | 0 | 0 | 2163.67 | 0 | 0 | 0 | 0 | 0 | 2163.67
2022041512 | 6 | 0.54082 | 54082 | 0.43375 | 22555 | 0.39232 | 34916.48 | 1 | 5000 | 22555 | 26527 | 0 | 0 | 8389.48 | 8389.48 | 0 | 7131.058 | 0 | 0 | 0 | 7131.058 | 0
2022041513 | 6 | 0.55813 | 55813 | 0.39537 | 20559.24 | 0.5453 | 48531.7 | 1 | 5000 | 20559.24 | 30253.76 | 0 | 0 | 18277.94 | 18277.94 | 0 | 22667.307 | 0 | 0 | 0 | 15536.249 | 0
2022041514 | 6 | 0.57187 | 57187 | 0.34858 | 18126.16 | 0.68675 | 61120.75 | 1 | 5000 | 18126.16 | 34060.84 | 0 | 0 | 27059.91 | 27059.91 | 0 | 45668.2305 | 0 | 0 | 0 | 23000.9235 | 0
2022041515 | 6 | 0.58809 | 58809 | 0.33849 | 17601.48 | 0.64524 | 57426.36 | 1 | 5000 | 17601.48 | 36207.52 | 0 | 0 | 21218.84 | 21218.84 | 0 | 63704.2445 | 0 | 0 | 0 | 18036.014 | 0
2022041516 | 6 | 0.60658 | 60658 | 0.36108 | 18776.16 | 0.61408 | 54653.12 | 1 | 5000 | 18776.16 | 36881.84 | 0 | 0 | 17771.28 | 17771.28 | 0 | 78809.8325 | 0 | 0 | 0 | 15105.588 | 0
2022041517 | 6 | 0.6237 | 62370 | 0.37951 | 19734.52 | 0.61761 | 54967.29 | 1 | 5000 | 19734.52 | 37635.48 | 0 | 0 | 17331.81 | 17331.81 | 0 | 93541.871 | 0 | 0 | 0 | 14732.0385 | 0
2022041518 | 6 | 0.63298 | 63298 | 0.38905 | 20230.6 | 0.59039 | 52544.71 | 1 | 5000 | 20230.6 | 38067.4 | 0 | 0 | 14477.31 | 14477.31 | 0 | 105847.5845 | 0 | 0 | 0 | 12305.7135 | 0
2022041519 | 6 | 0.62655 | 62655 | 0.38308 | 19920.16 | 0.42773 | 38067.97 | 1 | 5000 | 19920.16 | 37734.84 | 0 | 0 | 333.13 | 333.13 | 0 | 106130.745 | 0 | 0 | 0 | 283.1605 | 0
2022041520 | 6 | 0.61178 | 61178 | 0.3407 | 17716.4 | 0.10407 | 9262.23 | 1 | 5000 | 17716.4 | 9262.23 | 0 | 0 | 0 | 0 | 29199.37 | 76931.375 | 29199.37 | 0 | 0 | 0 | 0
2022041521 | 6 | 0.60744 | 60744 | 0.36493 | 18976.36 | 0.00108 | 96.12 | 1 | 5000 | 18976.36 | 96.12 | 0 | 0 | 0 | 0 | 36671.52 | 40259.855 | 36671.52 | 0 | 0 | 0 | 0
2022041522 | 6 | 0.59203 | 59203 | 0.4026 | 20935.2 | 0 | 0 | 1 | 5000 | 20935.2 | 0 | 0 | 0 | 0 | 0 | 33267.8 | 6992.055 | 33267.8 | 0 | 0 | 0 | 0
2022041523 | 6 | 0.56854 | 56854 | 0.43811 | 22781.72 | 0 | 0 | 1 | 5000 | 22781.72 | 0 | 0 | 0 | 0 | 0 | 29072.28 | 0 | 6992.055 | 0 | 0 | 0 | 22080.225
2022041524 | 6 | 0.54267 | 54267 | 0.48831 | 25392.12 | 0 | 0 | 1 | 5000 | 25392.12 | 0 | 0 | 0 | 0 | 0 | 23874.88 | 0 | 0 | 0 | 0 | 0 | 23874.88
2022041601 | 7 | 0.5146 | 51460 | 0.52244 | 27166.88 | 0 | 0 | 1 | 5000 | 27166.88 | 0 | 0 | 0 | 0 | 0 | 19293.12 | 0 | 0 | 0 | 0 | 0 | 19293.12
2022041602 | 7 | 0.4961 | 49610 | 0.53782 | 27966.64 | 0 | 0 | 1 | 5000 | 27966.64 | 0 | 0 | 0 | 0 | 0 | 16643.36 | 0 | 0 | 0 | 0 | 0 | 16643.36
2022041603 | 7 | 0.48134 | 48134 | 0.54122 | 28143.44 | 0 | 0 | 1 | 5000 | 28143.44 | 0 | 0 | 0 | 0 | 0 | 14990.56 | 0 | 0 | 0 | 0 | 0 | 14990.56
2022041604 | 7 | 0.47307 | 47307 | 0.51428 | 26742.56 | 0 | 0 | 1 | 5000 | 26742.56 | 0 | 0 | 0 | 0 | 0 | 15564.44 | 0 | 0 | 0 | 0 | 0 | 15564.44
2022041605 | 7 | 0.46893 | 46893 | 0.5074 | 26384.8 | 0 | 0 | 1 | 5000 | 26384.8 | 0 | 0 | 0 | 0 | 0 | 15508.2 | 0 | 0 | 0 | 0 | 0 | 15508.2
2022041606 | 7 | 0.47019 | 47019 | 0.48132 | 25028.64 | 0 | 0 | 1 | 5000 | 25028.64 | 0 | 0 | 0 | 0 | 0 | 16990.36 | 0 | 0 | 0 | 0 | 0 | 16990.36
2022041607 | 7 | 0.47464 | 47464 | 0.45623 | 23723.96 | 0 | 0 | 1 | 5000 | 23723.96 | 0 | 0 | 0 | 0 | 0 | 18740.04 | 0 | 0 | 0 | 0 | 0 | 18740.04
2022041608 | 7 | 0.48271 | 48271 | 0.46154 | 24000.08 | 0.02177 | 1937.53 | 1 | 5000 | 24000.08 | 1937.53 | 0 | 0 | 0 | 0 | 17333.39 | 0 | 0 | 0 | 0 | 0 | 17333.39
2022041609 | 7 | 0.50724 | 50724 | 0.43428 | 22582.56 | 0.25612 | 22794.68 | 1 | 5000 | 22582.56 | 22794.68 | 0 | 0 | 0 | 0 | 346.76 | 0 | 0 | 0 | 0 | 0 | 346.76
2022041610 | 7 | 0.53615 | 53615 | 0.44333 | 23053.16 | 0.35149 | 31282.61 | 1 | 5000 | 23053.16 | 25561.84 | 0 | 0 | 5720.77 | 5720.77 | 0 | 4862.6545 | 0 | 0 | 0 | 4862.6545 | 0
2022041611 | 7 | 0.55521 | 55521 | 0.46289 | 24070.28 | 0.33048 | 29412.72 | 1 | 5000 | 24070.28 | 26450.72 | 0 | 0 | 2962 | 2962 | 0 | 7380.3545 | 0 | 0 | 0 | 2517.7 | 0
2022041612 | 7 | 0.57103 | 57103 | 0.43666 | 22706.32 | 0.43012 | 38280.68 | 1 | 5000 | 22706.32 | 29396.68 | 0 | 0 | 8884 | 8884 | 0 | 14931.7545 | 0 | 0 | 0 | 7551.4 | 0
2022041613 | 7 | 0.58216 | 58216 | 0.36514 | 18987.28 | 0.60072 | 53464.08 | 1 | 5000 | 18987.28 | 34228.72 | 0 | 0 | 19235.36 | 19235.36 | 0 | 31281.8105 | 0 | 0 | 0 | 16350.056 | 0
2022041614 | 7 | 0.59281 | 59281 | 0.31225 | 16237 | 0.65465 | 58263.85 | 1 | 5000 | 16237 | 38044 | 0 | 0 | 20219.85 | 20219.85 | 0 | 48468.683 | 0 | 0 | 0 | 17186.8725 | 0
2022041615 | 7 | 0.60028 | 60028 | 0.25194 | 13100.88 | 0.65467 | 58265.63 | 1 | 5000 | 13100.88 | 41927.12 | 0 | 0 | 16338.51 | 16338.51 | 0 | 62356.4165 | 0 | 0 | 0 | 13887.7335 | 0
2022041616 | 7 | 0.60825 | 60825 | 0.19836 | 10314.72 | 0.64299 | 57226.11 | 1 | 5000 | 10314.72 | 45510.28 | 0 | 0 | 11715.83 | 11715.83 | 0 | 72314.872 | 0 | 0 | 0 | 9958.4555 | 0
2022041617 | 7 | 0.61719 | 61719 | 0.18669 | 9707.88 | 0.59568 | 53015.52 | 1 | 5000 | 9707.88 | 47011.12 | 0 | 0 | 6004.4 | 6004.4 | 0 | 77418.612 | 0 | 0 | 0 | 5103.74 | 0
2022041618 | 7 | 0.6185 | 61850 | 0.17685 | 9196.2 | 0.47027 | 41854.03 | 1 | 5000 | 9196.2 | 41854.03 | 0 | 0 | 0 | 0 | 5799.77 | 71618.842 | 5799.77 | 0 | 0 | 0 | 0
2022041619 | 7 | 0.60622 | 60622 | 0.18037 | 9379.24 | 0.35448 | 31548.72 | 1 | 5000 | 9379.24 | 31548.72 | 0 | 0 | 0 | 0 | 14694.04 | 56924.802 | 14694.04 | 0 | 0 | 0 | 0
2022041620 | 7 | 0.58722 | 58722 | 0.19259 | 10014.68 | 0.08181 | 7281.09 | 1 | 5000 | 10014.68 | 7281.09 | 0 | 0 | 0 | 0 | 36426.23 | 20498.572 | 36426.23 | 0 | 0 | 0 | 0
2022041621 | 7 | 0.58486 | 58486 | 0.22326 | 11609.52 | 0.00233 | 207.37 | 1 | 5000 | 11609.52 | 207.37 | 0 | 0 | 0 | 0 | 41669.11 | 0 | 20498.572 | 0 | 0 | 0 | 21170.538
2022041622 | 7 | 0.56843 | 56843 | 0.27007 | 14043.64 | 0 | 0 | 1 | 5000 | 14043.64 | 0 | 0 | 0 | 0 | 0 | 37799.36 | 0 | 0 | 0 | 0 | 0 | 37799.36
2022041623 | 7 | 0.54256 | 54256 | 0.28261 | 14695.72 | 0 | 0 | 1 | 5000 | 14695.72 | 0 | 0 | 0 | 0 | 0 | 34560.28 | 0 | 0 | 0 | 0 | 0 | 34560.28
2022041624 | 7 | 0.51298 | 51298 | 0.27396 | 14245.92 | 0 | 0 | 1 | 5000 | 14245.92 | 0 | 0 | 0 | 0 | 0 | 32052.08 | 0 | 0 | 0 | 0 | 0 | 32052.08
2022041701 | 1 | 0.48422 | 48422 | 0.2532 | 13166.4 | 0 | 0 | 1 | 5000 | 13166.4 | 0 | 0 | 0 | 0 | 0 | 30255.6 | 0 | 0 | 0 | 0 | 0 | 30255.6
2022041702 | 1 | 0.46115 | 46115 | 0.22729 | 11819.08 | 0 | 0 | 1 | 5000 | 11819.08 | 0 | 0 | 0 | 0 | 0 | 29295.92 | 0 | 0 | 0 | 0 | 0 | 29295.92
2022041703 | 1 | 0.44492 | 44492 | 0.1987 | 10332.4 | 0 | 0 | 1 | 5000 | 10332.4 | 0 | 0 | 0 | 0 | 0 | 29159.6 | 0 | 0 | 0 | 0 | 0 | 29159.6
2022041704 | 1 | 0.43497 | 43497 | 0.13076 | 6799.52 | 0 | 0 | 1 | 5000 | 6799.52 | 0 | 0 | 0 | 0 | 0 | 31697.48 | 0 | 0 | 0 | 0 | 0 | 31697.48
2022041705 | 1 | 0.4298 | 42980 | 0.10342 | 5377.84 | 0 | 0 | 1 | 5000 | 5377.84 | 0 | 0 | 0 | 0 | 0 | 32602.16 | 0 | 0 | 0 | 0 | 0 | 32602.16
2022041706 | 1 | 0.43062 | 43062 | 0.10155 | 5280.6 | 0 | 0 | 1 | 5000 | 5280.6 | 0 | 0 | 0 | 0 | 0 | 32781.4 | 0 | 0 | 0 | 0 | 0 | 32781.4
2022041707 | 1 | 0.43683 | 43683 | 0.08948 | 4652.96 | 0 | 0 | 1 | 5000 | 4652.96 | 0 | 0 | 0 | 0 | 0 | 34030.04 | 0 | 0 | 0 | 0 | 0 | 34030.04
2022041708 | 1 | 0.44412 | 44412 | 0.10064 | 5233.28 | 0.02689 | 2393.21 | 1 | 5000 | 5233.28 | 2393.21 | 0 | 0 | 0 | 0 | 31785.51 | 0 | 0 | 0 | 0 | 0 | 31785.51
2022041709 | 1 | 0.46462 | 46462 | 0.11115 | 5779.8 | 0.31627 | 28148.03 | 1 | 5000 | 5779.8 | 28148.03 | 0 | 0 | 0 | 0 | 7534.17 | 0 | 0 | 0 | 0 | 0 | 7534.17
2022041710 | 1 | 0.49176 | 49176 | 0.12061 | 6271.72 | 0.55957 | 49801.73 | 1 | 5000 | 6271.72 | 37904.28 | 0 | 0 | 11897.45 | 11897.45 | 0 | 10112.8325 | 0 | 0 | 0 | 10112.8325 | 0
2022041711 | 1 | 0.51277 | 51277 | 0.13076 | 6799.52 | 0.63152 | 56205.28 | 1 | 5000 | 6799.52 | 39477.48 | 0 | 0 | 16727.8 | 16727.8 | 0 | 24331.4625 | 0 | 0 | 0 | 14218.63 | 0
2022041712 | 1 | 0.53106 | 53106 | 0.18005 | 9362.6 | 0.68611 | 61063.79 | 1 | 5000 | 9362.6 | 38743.4 | 0 | 0 | 22320.39 | 22320.39 | 0 | 43303.794 | 0 | 0 | 0 | 18972.3315 | 0
2022041713 | 1 | 0.55225 | 55225 | 0.23511 | 12225.72 | 0.72322 | 64366.58 | 1 | 5000 | 12225.72 | 37999.28 | 0 | 0 | 26367.3 | 26367.3 | 0 | 65715.999 | 0 | 0 | 0 | 22412.205 | 0
2022041714 | 1 | 0.56923 | 56923 | 0.25892 | 13463.84 | 0.71887 | 63979.43 | 1 | 5000 | 13463.84 | 38459.16 | 0 | 0 | 25520.27 | 25520.27 | 0 | 87408.2285 | 0 | 0 | 0 | 21692.2295 | 0
2022041715 | 1 | 0.58427 | 58427 | 0.2289 | 11902.8 | 0.73629 | 65529.81 | 1 | 5000 | 11902.8 | 41524.2 | 0 | 0 | 24005.61 | 24005.61 | 0 | 107812.997 | 0 | 0 | 0 | 20404.7685 | 0
2022041716 | 1 | 0.59958 | 59958 | 0.19119 | 9941.88 | 0.76434 | 68026.26 | 1 | 5000 | 9941.88 | 45016.12 | 0 | 0 | 23010.14 | 23010.14 | 0 | 127371.616 | 0 | 0 | 0 | 19558.619 | 0
2022041717 | 1 | 0.61375 | 61375 | 0.1576 | 8195.2 | 0.74344 | 66166.16 | 1 | 5000 | 8195.2 | 48179.8 | 0 | 0 | 17986.36 | 17986.36 | 0 | 142660.022 | 0 | 0 | 0 | 15288.406 | 0
2022041718 | 1 | 0.62063 | 62063 | 0.13568 | 7055.36 | 0.72776 | 64770.64 | 1 | 5000 | 7055.36 | 50007.64 | 0 | 0 | 14763 | 14763 | 0 | 155208.572 | 0 | 0 | 0 | 12548.55 | 0
2022041719 | 1 | 0.61699 | 61699 | 0.12838 | 6675.76 | 0.5921 | 52696.9 | 1 | 5000 | 6675.76 | 50023.24 | 0 | 0 | 2673.66 | 2673.66 | 0 | 157481.183 | 0 | 0 | 0 | 2272.611 | 0
2022041720 | 1 | 0.60489 | 60489 | 0.15434 | 8025.68 | 0.20073 | 17864.97 | 1 | 5000 | 8025.68 | 17864.97 | 0 | 0 | 0 | 0 | 29598.35 | 127882.833 | 29598.35 | 0 | 0 | 0 | 0
2022041721 | 1 | 0.60145 | 60145 | 0.22739 | 11824.28 | 0.00313 | 278.57 | 1 | 5000 | 11824.28 | 278.57 | 0 | 0 | 0 | 0 | 43042.15 | 84840.683 | 43042.15 | 0 | 0 | 0 | 0
2022041722 | 1 | 0.58607 | 58607 | 0.32846 | 17079.92 | 0 | 0 | 1 | 5000 | 17079.92 | 0 | 0 | 0 | 0 | 0 | 36527.08 | 48313.603 | 36527.08 | 0 | 0 | 0 | 0
2022041723 | 1 | 0.55497 | 55497 | 0.3833 | 19931.6 | 0 | 0 | 1 | 5000 | 19931.6 | 0 | 0 | 0 | 0 | 0 | 30565.4 | 17748.203 | 30565.4 | 0 | 0 | 0 | 0
2022041724 | 1 | 0.5153 | 51530 | 0.40478 | 21048.56 | 0 | 0 | 1 | 5000 | 21048.56 | 0 | 0 | 0 | 0 | 0 | 25481.44 | 0 | 17748.203 | 0 | 0 | 0 | 7733.237
2022041801 | 2 | 0.48133 | 48133 | 0.38788 | 20169.76 | 0 | 0 | 1 | 5000 | 20169.76 | 0 | 0 | 0 | 0 | 0 | 22963.24 | 0 | 0 | 0 | 0 | 0 | 22963.24
2022041802 | 2 | 0.45707 | 45707 | 0.35946 | 18691.92 | 0 | 0 | 1 | 5000 | 18691.92 | 0 | 0 | 0 | 0 | 0 | 22015.08 | 0 | 0 | 0 | 0 | 0 | 22015.08
2022041803 | 2 | 0.44205 | 44205 | 0.34013 | 17686.76 | 0 | 0 | 1 | 5000 | 17686.76 | 0 | 0 | 0 | 0 | 0 | 21518.24 | 0 | 0 | 0 | 0 | 0 | 21518.24
2022041804 | 2 | 0.42754 | 42754 | 0.31312 | 16282.24 | 0 | 0 | 1 | 5000 | 16282.24 | 0 | 0 | 0 | 0 | 0 | 21471.76 | 0 | 0 | 0 | 0 | 0 | 21471.76
2022041805 | 2 | 0.43102 | 43102 | 0.29425 | 15301 | 0 | 0 | 1 | 5000 | 15301 | 0 | 0 | 0 | 0 | 0 | 22801 | 0 | 0 | 0 | 0 | 0 | 22801
2022041806 | 2 | 0.44711 | 44711 | 0.30741 | 15985.32 | 0 | 0 | 1 | 5000 | 15985.32 | 0 | 0 | 0 | 0 | 0 | 23725.68 | 0 | 0 | 0 | 0 | 0 | 23725.68
2022041807 | 2 | 0.47104 | 47104 | 0.30846 | 16039.92 | 0 | 0 | 1 | 5000 | 16039.92 | 0 | 0 | 0 | 0 | 0 | 26064.08 | 0 | 0 | 0 | 0 | 0 | 26064.08
2022041808 | 2 | 0.48324 | 48324 | 0.34361 | 17867.72 | 0.03922 | 3490.58 | 1 | 5000 | 17867.72 | 3490.58 | 0 | 0 | 0 | 0 | 21965.7 | 0 | 0 | 0 | 0 | 0 | 21965.7
2022041809 | 2 | 0.49741 | 49741 | 0.32423 | 16859.96 | 0.36327 | 32331.03 | 1 | 5000 | 16859.96 | 27881.04 | 0 | 0 | 4449.99 | 4449.99 | 0 | 3782.4915 | 0 | 0 | 0 | 3782.4915 | 0
2022041810 | 2 | 0.51466 | 51466 | 0.37962 | 19740.24 | 0.58018 | 51636.02 | 1 | 5000 | 19740.24 | 26725.76 | 0 | 0 | 24910.26 | 24910.26 | 0 | 24956.2125 | 0 | 0 | 0 | 21173.721 | 0
2022041811 | 2 | 0.5293 | 52930 | 0.38619 | 20081.88 | 0.64754 | 57631.06 | 1 | 5000 | 20081.88 | 27848.12 | 0 | 0 | 29782.94 | 29782.94 | 0 | 50271.7115 | 0 | 0 | 0 | 25315.499 | 0
2022041812 | 2 | 0.54197 | 54197 | 0.36417 | 18936.84 | 0.70656 | 62883.84 | 1 | 5000 | 18936.84 | 30260.16 | 0 | 0 | 32623.68 | 32623.68 | 0 | 78001.8395 | 0 | 0 | 0 | 27730.128 | 0
2022041813 | 2 | 0.55567 | 55567 | 0.34922 | 18159.44 | 0.76065 | 67697.85 | 1 | 5000 | 18159.44 | 32407.56 | 0 | 0 | 35290.29 | 35290.29 | 0 | 107998.586 | 0 | 0 | 0 | 29996.7465 | 0
2022041814 | 2 | 0.56999 | 56999 | 0.34147 | 17756.44 | 0.79307 | 70583.23 | 1 | 5000 | 17756.44 | 34242.56 | 0 | 0 | 36340.67 | 36340.67 | 0 | 138888.1555 | 0 | 0 | 0 | 30889.5695 | 0
2022041815 | 2 | 0.58587 | 58587 | 0.34337 | 17855.24 | 0.79278 | 70557.42 | 1 | 5000 | 17855.24 | 35731.76 | 0 | 0 | 34825.66 | 34825.66 | 0 | 168489.9665 | 0 | 0 | 0 | 29601.811 | 0
2022041816 | 2 | 0.60241 | 60241 | 0.34402 | 17889.04 | 0.79954 | 71159.06 | 1 | 5000 | 17889.04 | 37351.96 | 0 | 0 | 33807.1 | 33807.1 | 0 | 197226.0015 | 0 | 0 | 0 | 28736.035 | 0
2022041817 | 2 | 0.6158 | 61580 | 0.36006 | 18723.12 | 0.77071 | 68593.19 | 1 | 5000 | 18723.12 | 37856.88 | 0 | 0 | 30736.31 | 30736.31 | 0 | 200000 | 0 | 0 | 0 | 2773.9985 | 0
2022041818 | 2 | 0.62032 | 62032 | 0.39271 | 20420.92 | 0.70748 | 62965.72 | 1 | 5000 | 20420.92 | 36611.08 | 0 | 0 | 26354.64 | 26354.64 | 0 | 200000 | 0 | 0 | 0 | 0 | 0
2022041819 | 2 | 0.61155 | 61155 | 0.44043 | 22902.36 | 0.53146 | 47299.94 | 1 | 5000 | 22902.36 | 33252.64 | 0 | 0 | 14047.3 | 14047.3 | 0 | 200000 | 0 | 0 | 0 | 0 | 0
2022041820 | 2 | 0.59338 | 59338 | 0.45165 | 23485.8 | 0.16814 | 14964.46 | 1 | 5000 | 23485.8 | 14964.46 | 0 | 0 | 0 | 0 | 15887.74 | 184112.26 | 15887.74 | 0 | 0 | 0 | 0
2022041821 | 2 | 0.58854 | 58854 | 0.44658 | 23222.16 | 0.02606 | 2319.34 | 1 | 5000 | 23222.16 | 2319.34 | 0 | 0 | 0 | 0 | 28312.5 | 155799.76 | 28312.5 | 0 | 0 | 0 | 0
2022041822 | 2 | 0.56723 | 56723 | 0.49277 | 25624.04 | 0.02406 | 2141.34 | 1 | 5000 | 25624.04 | 2141.34 | 0 | 0 | 0 | 0 | 23957.62 | 131842.14 | 23957.62 | 0 | 0 | 0 | 0
2022041823 | 2 | 0.52924 | 52924 | 0.51566 | 26814.32 | 0.02406 | 2141.34 | 1 | 5000 | 26814.32 | 2141.34 | 0 | 0 | 0 | 0 | 18968.34 | 112873.8 | 18968.34 | 0 | 0 | 0 | 0
2022041824 | 2 | 0.48706 | 48706 | 0.53677 | 27912.04 | 0.01067 | 949.63 | 1 | 5000 | 27912.04 | 949.63 | 0 | 0 | 0 | 0 | 14844.33 | 98029.47 | 14844.33 | 0 | 0 | 0 | 0
2022041901 | 3 | 0.45495 | 45495 | 0.5599 | 29114.8 | 0 | 0 | 1 | 5000 | 29114.8 | 0 | 0 | 0 | 0 | 0 | 11380.2 | 86649.27 | 11380.2 | 0 | 0 | 0 | 0
2022041902 | 3 | 0.43428 | 43428 | 0.55957 | 29097.64 | 0 | 0 | 1 | 5000 | 29097.64 | 0 | 0 | 0 | 0 | 0 | 9330.36 | 77318.91 | 9330.36 | 0 | 0 | 0 | 0
2022041903 | 3 | 0.4224 | 42240 | 0.53046 | 27583.92 | 0 | 0 | 1 | 5000 | 27583.92 | 0 | 0 | 0 | 0 | 0 | 9656.08 | 67662.83 | 9656.08 | 0 | 0 | 0 | 0
2022041904 | 3 | 0.4169 | 41690 | 0.51283 | 26667.16 | 0 | 0 | 1 | 5000 | 26667.16 | 0 | 0 | 0 | 0 | 0 | 10022.84 | 57639.99 | 10022.84 | 0 | 0 | 0 | 0
2022041905 | 3 | 0.42034 | 42034 | 0.49451 | 25714.52 | 0 | 0 | 1 | 5000 | 25714.52 | 0 | 0 | 0 | 0 | 0 | 11319.48 | 46320.51 | 11319.48 | 0 | 0 | 0 | 0
2022041906 | 3 | 0.43874 | 43874 | 0.50022 | 26011.44 | 0 | 0 | 1 | 5000 | 26011.44 | 0 | 0 | 0 | 0 | 0 | 12862.56 | 33457.95 | 12862.56 | 0 | 0 | 0 | 0
2022041907 | 3 | 0.47339 | 47339 | 0.51244 | 26646.88 | 5e-05 | 4.45 | 1 | 5000 | 26646.88 | 4.45 | 0 | 0 | 0 | 0 | 15687.67 | 17770.28 | 15687.67 | 0 | 0 | 0 | 0
2022041908 | 3 | 0.48896 | 48896 | 0.52865 | 27489.8 | 0.0231 | 2055.9 | 1 | 5000 | 27489.8 | 2055.9 | 0 | 0 | 0 | 0 | 14350.3 | 3419.98 | 14350.3 | 0 | 0 | 0 | 0
2022041909 | 3 | 0.4944 | 49440 | 0.5332 | 27726.4 | 0.14809 | 13180.01 | 1 | 5000 | 27726.4 | 13180.01 | 0 | 0 | 0 | 0 | 3533.59 | 0 | 3419.98 | 0 | 0 | 0 | 113.61
2022041910 | 3 | 0.50433 | 50433 | 0.56064 | 29153.28 | 0.22504 | 20028.56 | 1 | 5000 | 29153.28 | 16279.72 | 0 | 0 | 3748.84 | 3748.84 | 0 | 3186.514 | 0 | 0 | 0 | 3186.514 | 0
2022041911 | 3 | 0.51414 | 51414 | 0.57464 | 29881.28 | 0.21549 | 19178.61 | 1 | 5000 | 29881.28 | 16532.72 | 0 | 0 | 2645.89 | 2645.89 | 0 | 5435.5205 | 0 | 0 | 0 | 2249.0065 | 0
2022041912 | 3 | 0.52542 | 52542 | 0.5841 | 30373.2 | 0.25702 | 22874.78 | 1 | 5000 | 30373.2 | 17168.8 | 0 | 0 | 5705.98 | 5705.98 | 0 | 10285.6035 | 0 | 0 | 0 | 4850.083 | 0
2022041913 | 3 | 0.53416 | 53416 | 0.60039 | 31220.28 | 0.27055 | 24078.95 | 1 | 5000 | 31220.28 | 17195.72 | 0 | 0 | 6883.23 | 6883.23 | 0 | 16136.349 | 0 | 0 | 0 | 5850.7455 | 0
2022041914 | 3 | 0.54396 | 54396 | 0.60872 | 31653.44 | 0.26508 | 23592.12 | 1 | 5000 | 31653.44 | 17742.56 | 0 | 0 | 5849.56 | 5849.56 | 0 | 21108.475 | 0 | 0 | 0 | 4972.126 | 0
2022041915 | 3 | 0.5527 | 55270 | 0.62699 | 32603.48 | 0.25486 | 22682.54 | 1 | 5000 | 32603.48 | 17666.52 | 0 | 0 | 5016.02 | 5016.02 | 0 | 25372.092 | 0 | 0 | 0 | 4263.617 | 0
2022041916 | 3 | 0.55541 | 55541 | 0.62851 | 32682.52 | 0.22702 | 20204.78 | 1 | 5000 | 32682.52 | 17858.48 | 0 | 0 | 2346.3 | 2346.3 | 0 | 27366.447 | 0 | 0 | 0 | 1994.355 | 0
2022041917 | 3 | 0.55992 | 55992 | 0.63212 | 32870.24 | 0.18152 | 16155.28 | 1 | 5000 | 32870.24 | 16155.28 | 0 | 0 | 0 | 0 | 1966.48 | 25399.967 | 1966.48 | 0 | 0 | 0 | 0
2022041918 | 3 | 0.56024 | 56024 | 0.63807 | 33179.64 | 0.12282 | 10930.98 | 1 | 5000 | 33179.64 | 10930.98 | 0 | 0 | 0 | 0 | 6913.38 | 18486.587 | 6913.38 | 0 | 0 | 0 | 0
2022041919 | 3 | 0.55759 | 55759 | 0.6494 | 33768.8 | 0.0538 | 4788.2 | 1 | 5000 | 33768.8 | 4788.2 | 0 | 0 | 0 | 0 | 12202 | 6284.587 | 12202 | 0 | 0 | 0 | 0
2022041920 | 3 | 0.55761 | 55761 | 0.65595 | 34109.4 | 0.01687 | 1501.43 | 1 | 5000 | 34109.4 | 1501.43 | 0 | 0 | 0 | 0 | 15150.17 | 0 | 6284.587 | 0 | 0 | 0 | 8865.583
2022041921 | 3 | 0.56444 | 56444 | 0.65959 | 34298.68 | 0.00045 | 40.05 | 1 | 5000 | 34298.68 | 40.05 | 0 | 0 | 0 | 0 | 17105.27 | 0 | 0 | 0 | 0 | 0 | 17105.27
2022041922 | 3 | 0.552 | 55200 | 0.65283 | 33947.16 | 0 | 0 | 1 | 5000 | 33947.16 | 0 | 0 | 0 | 0 | 0 | 16252.84 | 0 | 0 | 0 | 0 | 0 | 16252.84
2022041923 | 3 | 0.52584 | 52584 | 0.64631 | 33608.12 | 0 | 0 | 1 | 5000 | 33608.12 | 0 | 0 | 0 | 0 | 0 | 13975.88 | 0 | 0 | 0 | 0 | 0 | 13975.88
2022041924 | 3 | 0.49288 | 49288 | 0.63975 | 33267 | 0 | 0 | 1 | 5000 | 33267 | 0 | 0 | 0 | 0 | 0 | 11021 | 0 | 0 | 0 | 0 | 0 | 11021
2022042001 | 4 | 0.46807 | 46807 | 0.63995 | 33277.4 | 0 | 0 | 1 | 5000 | 33277.4 | 0 | 0 | 0 | 0 | 0 | 8529.6 | 0 | 0 | 0 | 0 | 0 | 8529.6
2022042002 | 4 | 0.45414 | 45414 | 0.63938 | 33247.76 | 0 | 0 | 1 | 5000 | 33247.76 | 0 | 0 | 0 | 0 | 0 | 7166.24 | 0 | 0 | 0 | 0 | 0 | 7166.24
2022042003 | 4 | 0.44621 | 44621 | 0.63884 | 33219.68 | 0 | 0 | 1 | 5000 | 33219.68 | 0 | 0 | 0 | 0 | 0 | 6401.32 | 0 | 0 | 0 | 0 | 0 | 6401.32
2022042004 | 4 | 0.44213 | 44213 | 0.6302 | 32770.4 | 0 | 0 | 1 | 5000 | 32770.4 | 0 | 0 | 0 | 0 | 0 | 6442.6 | 0 | 0 | 0 | 0 | 0 | 6442.6
2022042005 | 4 | 0.44761 | 44761 | 0.62316 | 32404.32 | 0 | 0 | 1 | 5000 | 32404.32 | 0 | 0 | 0 | 0 | 0 | 7356.68 | 0 | 0 | 0 | 0 | 0 | 7356.68
2022042006 | 4 | 0.46847 | 46847 | 0.63008 | 32764.16 | 0 | 0 | 1 | 5000 | 32764.16 | 0 | 0 | 0 | 0 | 0 | 9082.84 | 0 | 0 | 0 | 0 | 0 | 9082.84
2022042007 | 4 | 0.50066 | 50066 | 0.61555 | 32008.6 | 0 | 0 | 1 | 5000 | 32008.6 | 0 | 0 | 0 | 0 | 0 | 13057.4 | 0 | 0 | 0 | 0 | 0 | 13057.4
2022042008 | 4 | 0.52153 | 52153 | 0.61079 | 31761.08 | 0.0147 | 1308.3 | 1 | 5000 | 31761.08 | 1308.3 | 0 | 0 | 0 | 0 | 14083.62 | 0 | 0 | 0 | 0 | 0 | 14083.62
2022042009 | 4 | 0.52954 | 52954 | 0.56788 | 29529.76 | 0.12274 | 10923.86 | 1 | 5000 | 29529.76 | 10923.86 | 0 | 0 | 0 | 0 | 7500.38 | 0 | 0 | 0 | 0 | 0 | 7500.38
2022042010 | 4 | 0.54534 | 54534 | 0.57409 | 29852.68 | 0.19102 | 17000.78 | 1 | 5000 | 29852.68 | 17000.78 | 0 | 0 | 0 | 0 | 2680.54 | 0 | 0 | 0 | 0 | 0 | 2680.54
2022042011 | 4 | 0.5633 | 56330 | 0.5731 | 29801.2 | 0.2467 | 21956.3 | 1 | 5000 | 29801.2 | 21528.8 | 0 | 0 | 427.5 | 427.5 | 0 | 363.375 | 0 | 0 | 0 | 363.375 | 0
2022042012 | 4 | 0.58073 | 58073 | 0.56756 | 29513.12 | 0.2914 | 25934.6 | 1 | 5000 | 29513.12 | 23559.88 | 0 | 0 | 2374.72 | 2374.72 | 0 | 2381.887 | 0 | 0 | 0 | 2018.512 | 0
2022042013 | 4 | 0.59853 | 59853 | 0.51763 | 26916.76 | 0.46578 | 41454.42 | 1 | 5000 | 26916.76 | 27936.24 | 0 | 0 | 13518.18 | 13518.18 | 0 | 13872.34 | 0 | 0 | 0 | 11490.453 | 0
2022042014 | 4 | 0.61931 | 61931 | 0.46332 | 24092.64 | 0.64562 | 57460.18 | 1 | 5000 | 24092.64 | 32838.36 | 0 | 0 | 24621.82 | 24621.82 | 0 | 34800.887 | 0 | 0 | 0 | 20928.547 | 0
2022042015 | 4 | 0.64035 | 64035 | 0.41455 | 21556.6 | 0.68314 | 60799.46 | 1 | 5000 | 21556.6 | 37478.4 | 0 | 0 | 23321.06 | 23321.06 | 0 | 54623.788 | 0 | 0 | 0 | 19822.901 | 0
2022042016 | 4 | 0.65694 | 65694 | 0.38631 | 20088.12 | 0.66335 | 59038.15 | 1 | 5000 | 20088.12 | 40605.88 | 0 | 0 | 18432.27 | 18432.27 | 0 | 70291.2175 | 0 | 0 | 0 | 15667.4295 | 0
2022042017 | 4 | 0.67458 | 67458 | 0.37462 | 19480.24 | 0.66565 | 59242.85 | 1 | 5000 | 19480.24 | 42977.76 | 0 | 0 | 16265.09 | 16265.09 | 0 | 84116.544 | 0 | 0 | 0 | 13825.3265 | 0
2022042018 | 4 | 0.68436 | 68436 | 0.36798 | 19134.96 | 0.62806 | 55897.34 | 1 | 5000 | 19134.96 | 44301.04 | 0 | 0 | 11596.3 | 11596.3 | 0 | 93973.399 | 0 | 0 | 0 | 9856.855 | 0
2022042019 | 4 | 0.67693 | 67693 | 0.36158 | 18802.16 | 0.51112 | 45489.68 | 1 | 5000 | 18802.16 | 43890.84 | 0 | 0 | 1598.84 | 1598.84 | 0 | 95332.413 | 0 | 0 | 0 | 1359.014 | 0
2022042020 | 4 | 0.65979 | 65979 | 0.34181 | 17774.12 | 0.20078 | 17869.42 | 1 | 5000 | 17774.12 | 17869.42 | 0 | 0 | 0 | 0 | 25335.46 | 69996.953 | 25335.46 | 0 | 0 | 0 | 0
2022042021 | 4 | 0.65325 | 65325 | 0.35509 | 18464.68 | 0.00388 | 345.32 | 1 | 5000 | 18464.68 | 345.32 | 0 | 0 | 0 | 0 | 41515 | 28481.953 | 41515 | 0 | 0 | 0 | 0
2022042022 | 4 | 0.63777 | 63777 | 0.4369 | 22718.8 | 0 | 0 | 1 | 5000 | 22718.8 | 0 | 0 | 0 | 0 | 0 | 36058.2 | 0 | 28481.953 | 0 | 0 | 0 | 7576.247
2022042023 | 4 | 0.60165 | 60165 | 0.55141 | 28673.32 | 0 | 0 | 1 | 5000 | 28673.32 | 0 | 0 | 0 | 0 | 0 | 26491.68 | 0 | 0 | 0 | 0 | 0 | 26491.68
2022042024 | 4 | 0.56323 | 56323 | 0.61895 | 32185.4 | 0 | 0 | 1 | 5000 | 32185.4 | 0 | 0 | 0 | 0 | 0 | 19137.6 | 0 | 0 | 0 | 0 | 0 | 19137.6
2022042101 | 5 | 0.52705 | 52705 | 0.62633 | 32569.16 | 0 | 0 | 1 | 5000 | 32569.16 | 0 | 0 | 0 | 0 | 0 | 15135.84 | 0 | 0 | 0 | 0 | 0 | 15135.84
2022042102 | 5 | 0.50393 | 50393 | 0.62681 | 32594.12 | 0 | 0 | 1 | 5000 | 32594.12 | 0 | 0 | 0 | 0 | 0 | 12798.88 | 0 | 0 | 0 | 0 | 0 | 12798.88
2022042103 | 5 | 0.48812 | 48812 | 0.61748 | 32108.96 | 0 | 0 | 1 | 5000 | 32108.96 | 0 | 0 | 0 | 0 | 0 | 11703.04 | 0 | 0 | 0 | 0 | 0 | 11703.04
2022042104 | 5 | 0.48181 | 48181 | 0.61068 | 31755.36 | 0 | 0 | 1 | 5000 | 31755.36 | 0 | 0 | 0 | 0 | 0 | 11425.64 | 0 | 0 | 0 | 0 | 0 | 11425.64
2022042105 | 5 | 0.48425 | 48425 | 0.60381 | 31398.12 | 0 | 0 | 1 | 5000 | 31398.12 | 0 | 0 | 0 | 0 | 0 | 12026.88 | 0 | 0 | 0 | 0 | 0 | 12026.88
2022042106 | 5 | 0.50286 | 50286 | 0.60649 | 31537.48 | 0 | 0 | 1 | 5000 | 31537.48 | 0 | 0 | 0 | 0 | 0 | 13748.52 | 0 | 0 | 0 | 0 | 0 | 13748.52
2022042107 | 5 | 0.5341 | 53410 | 0.60613 | 31518.76 | 0 | 0 | 1 | 5000 | 31518.76 | 0 | 0 | 0 | 0 | 0 | 16891.24 | 0 | 0 | 0 | 0 | 0 | 16891.24
2022042108 | 5 | 0.55043 | 55043 | 0.57901 | 30108.52 | 0.03359 | 2989.51 | 1 | 5000 | 30108.52 | 2989.51 | 0 | 0 | 0 | 0 | 16944.97 | 0 | 0 | 0 | 0 | 0 | 16944.97
2022042109 | 5 | 0.5611 | 56110 | 0.55709 | 28968.68 | 0.26442 | 23533.38 | 1 | 5000 | 28968.68 | 22141.32 | 0 | 0 | 1392.06 | 1392.06 | 0 | 1183.251 | 0 | 0 | 0 | 1183.251 | 0
2022042110 | 5 | 0.57825 | 57825 | 0.56436 | 29346.72 | 0.29511 | 26264.79 | 1 | 5000 | 29346.72 | 23478.28 | 0 | 0 | 2786.51 | 2786.51 | 0 | 3551.7845 | 0 | 0 | 0 | 2368.5335 | 0
2022042111 | 5 | 0.59961 | 59961 | 0.55066 | 28634.32 | 0.40531 | 36072.59 | 1 | 5000 | 28634.32 | 26326.68 | 0 | 0 | 9745.91 | 9745.91 | 0 | 11835.808 | 0 | 0 | 0 | 8284.0235 | 0
2022042112 | 5 | 0.61759 | 61759 | 0.5201 | 27045.2 | 0.54682 | 48666.98 | 1 | 5000 | 27045.2 | 29713.8 | 0 | 0 | 18953.18 | 18953.18 | 0 | 27946.011 | 0 | 0 | 0 | 16110.203 | 0
2022042113 | 5 | 0.63524 | 63524 | 0.48123 | 25023.96 | 0.69198 | 61586.22 | 1 | 5000 | 25023.96 | 33500.04 | 0 | 0 | 28086.18 | 28086.18 | 0 | 51819.264 | 0 | 0 | 0 | 23873.253 | 0
2022042114 | 5 | 0.65501 | 65501 | 0.44329 | 23051.08 | 0.71845 | 63942.05 | 1 | 5000 | 23051.08 | 37449.92 | 0 | 0 | 26492.13 | 26492.13 | 0 | 74337.5745 | 0 | 0 | 0 | 22518.3105 | 0
2022042115 | 5 | 0.67376 | 67376 | 0.45286 | 23548.72 | 0.72608 | 64621.12 | 1 | 5000 | 23548.72 | 38827.28 | 0 | 0 | 25793.84 | 25793.84 | 0 | 96262.3385 | 0 | 0 | 0 | 21924.764 | 0
2022042116 | 5 | 0.68818 | 68818 | 0.50049 | 26025.48 | 0.68059 | 60572.51 | 1 | 5000 | 26025.48 | 37792.52 | 0 | 0 | 22779.99 | 22779.99 | 0 | 115625.33 | 0 | 0 | 0 | 19362.9915 | 0
2022042117 | 5 | 0.69792 | 69792 | 0.55099 | 28651.48 | 0.56734 | 50493.26 | 1 | 5000 | 28651.48 | 36140.52 | 0 | 0 | 14352.74 | 14352.74 | 0 | 127825.159 | 0 | 0 | 0 | 12199.829 | 0
2022042118 | 5 | 0.69434 | 69434 | 0.60428 | 31422.56 | 0.37943 | 33769.27 | 1 | 5000 | 31422.56 | 33011.44 | 0 | 0 | 757.83 | 757.83 | 0 | 128469.3145 | 0 | 0 | 0 | 644.1555 | 0
2022042119 | 5 | 0.68008 | 68008 | 0.63368 | 32951.36 | 0.25172 | 22403.08 | 1 | 5000 | 32951.36 | 22403.08 | 0 | 0 | 0 | 0 | 7653.56 | 120815.7545 | 7653.56 | 0 | 0 | 0 | 0
2022042120 | 5 | 0.66666 | 66666 | 0.65365 | 33989.8 | 0.0832 | 7404.8 | 1 | 5000 | 33989.8 | 7404.8 | 0 | 0 | 0 | 0 | 20271.4 | 100544.3545 | 20271.4 | 0 | 0 | 0 | 0
2022042121 | 5 | 0.66539 | 66539 | 0.67283 | 34987.16 | 0.00309 | 275.01 | 1 | 5000 | 34987.16 | 275.01 | 0 | 0 | 0 | 0 | 26276.83 | 74267.5245 | 26276.83 | 0 | 0 | 0 | 0
2022042122 | 5 | 0.64652 | 64652 | 0.67739 | 35224.28 | 0 | 0 | 1 | 5000 | 35224.28 | 0 | 0 | 0 | 0 | 0 | 24427.72 | 49839.8045 | 24427.72 | 0 | 0 | 0 | 0
2022042123 | 5 | 0.6108 | 61080 | 0.66438 | 34547.76 | 0 | 0 | 1 | 5000 | 34547.76 | 0 | 0 | 0 | 0 | 0 | 21532.24 | 28307.5645 | 21532.24 | 0 | 0 | 0 | 0
2022042124 | 5 | 0.56978 | 56978 | 0.65282 | 33946.64 | 0 | 0 | 1 | 5000 | 33946.64 | 0 | 0 | 0 | 0 | 0 | 18031.36 | 10276.2045 | 18031.36 | 0 | 0 | 0 | 0
2022042201 | 6 | 0.5343 | 53430 | 0.66151 | 34398.52 | 0 | 0 | 1 | 5000 | 34398.52 | 0 | 0 | 0 | 0 | 0 | 14031.48 | 0 | 10276.2045 | 0 | 0 | 0 | 3755.2755
2022042202 | 6 | 0.51024 | 51024 | 0.66079 | 34361.08 | 0 | 0 | 1 | 5000 | 34361.08 | 0 | 0 | 0 | 0 | 0 | 11662.92 | 0 | 0 | 0 | 0 | 0 | 11662.92
2022042203 | 6 | 0.49349 | 49349 | 0.65722 | 34175.44 | 0 | 0 | 1 | 5000 | 34175.44 | 0 | 0 | 0 | 0 | 0 | 10173.56 | 0 | 0 | 0 | 0 | 0 | 10173.56
2022042204 | 6 | 0.48467 | 48467 | 0.6531 | 33961.2 | 0 | 0 | 1 | 5000 | 33961.2 | 0 | 0 | 0 | 0 | 0 | 9505.8 | 0 | 0 | 0 | 0 | 0 | 9505.8
2022042205 | 6 | 0.48796 | 48796 | 0.64903 | 33749.56 | 0 | 0 | 1 | 5000 | 33749.56 | 0 | 0 | 0 | 0 | 0 | 10046.44 | 0 | 0 | 0 | 0 | 0 | 10046.44
2022042206 | 6 | 0.50493 | 50493 | 0.64857 | 33725.64 | 0 | 0 | 1 | 5000 | 33725.64 | 0 | 0 | 0 | 0 | 0 | 11767.36 | 0 | 0 | 0 | 0 | 0 | 11767.36
2022042207 | 6 | 0.53761 | 53761 | 0.65263 | 33936.76 | 0 | 0 | 1 | 5000 | 33936.76 | 0 | 0 | 0 | 0 | 0 | 14824.24 | 0 | 0 | 0 | 0 | 0 | 14824.24
2022042208 | 6 | 0.54586 | 54586 | 0.66088 | 34365.76 | 0.0202 | 1797.8 | 1 | 5000 | 34365.76 | 1797.8 | 0 | 0 | 0 | 0 | 13422.44 | 0 | 0 | 0 | 0 | 0 | 13422.44
2022042209 | 6 | 0.55984 | 55984 | 0.66054 | 34348.08 | 0.10855 | 9660.95 | 1 | 5000 | 34348.08 | 9660.95 | 0 | 0 | 0 | 0 | 6974.97 | 0 | 0 | 0 | 0 | 0 | 6974.97
2022042210 | 6 | 0.58207 | 58207 | 0.65942 | 34289.84 | 0.14931 | 13288.59 | 1 | 5000 | 34289.84 | 13288.59 | 0 | 0 | 0 | 0 | 5628.57 | 0 | 0 | 0 | 0 | 0 | 5628.57
2022042211 | 6 | 0.60236 | 60236 | 0.66108 | 34376.16 | 0.16123 | 14349.47 | 1 | 5000 | 34376.16 | 14349.47 | 0 | 0 | 0 | 0 | 6510.37 | 0 | 0 | 0 | 0 | 0 | 6510.37
2022042212 | 6 | 0.62177 | 62177 | 0.67055 | 34868.6 | 0.15268 | 13588.52 | 1 | 5000 | 34868.6 | 13588.52 | 0 | 0 | 0 | 0 | 8719.88 | 0 | 0 | 0 | 0 | 0 | 8719.88
2022042213 | 6 | 0.64236 | 64236 | 0.67151 | 34918.52 | 0.18021 | 16038.69 | 1 | 5000 | 34918.52 | 16038.69 | 0 | 0 | 0 | 0 | 8278.79 | 0 | 0 | 0 | 0 | 0 | 8278.79
2022042214 | 6 | 0.66259 | 66259 | 0.6716 | 34923.2 | 0.19259 | 17140.51 | 1 | 5000 | 34923.2 | 17140.51 | 0 | 0 | 0 | 0 | 9195.29 | 0 | 0 | 0 | 0 | 0 | 9195.29
2022042215 | 6 | 0.6744 | 67440 | 0.66069 | 34355.88 | 0.2019 | 17969.1 | 1 | 5000 | 34355.88 | 17969.1 | 0 | 0 | 0 | 0 | 10115.02 | 0 | 0 | 0 | 0 | 0 | 10115.02
2022042216 | 6 | 0.68796 | 68796 | 0.6509 | 33846.8 | 0.22662 | 20169.18 | 1 | 5000 | 33846.8 | 20169.18 | 0 | 0 | 0 | 0 | 9780.02 | 0 | 0 | 0 | 0 | 0 | 9780.02
2022042217 | 6 | 0.70089 | 70089 | 0.64922 | 33759.44 | 0.2437 | 21689.3 | 1 | 5000 | 33759.44 | 21689.3 | 0 | 0 | 0 | 0 | 9640.26 | 0 | 0 | 0 | 0 | 0 | 9640.26
2022042218 | 6 | 0.70278 | 70278 | 0.65256 | 33933.12 | 0.24629 | 21919.81 | 1 | 5000 | 33933.12 | 21919.81 | 0 | 0 | 0 | 0 | 9425.07 | 0 | 0 | 0 | 0 | 0 | 9425.07
2022042219 | 6 | 0.67991 | 67991 | 0.65496 | 34057.92 | 0.19113 | 17010.57 | 1 | 5000 | 34057.92 | 17010.57 | 0 | 0 | 0 | 0 | 11922.51 | 0 | 0 | 0 | 0 | 0 | 11922.51
2022042220 | 6 | 0.65213 | 65213 | 0.65377 | 33996.04 | 0.07744 | 6892.16 | 1 | 5000 | 33996.04 | 6892.16 | 0 | 0 | 0 | 0 | 19324.8 | 0 | 0 | 0 | 0 | 0 | 19324.8
2022042221 | 6 | 0.64111 | 64111 | 0.67458 | 35078.16 | 0.00248 | 220.72 | 1 | 5000 | 35078.16 | 220.72 | 0 | 0 | 0 | 0 | 23812.12 | 0 | 0 | 0 | 0 | 0 | 23812.12
2022042222 | 6 | 0.62012 | 62012 | 0.67075 | 34879 | 0 | 0 | 1 | 5000 | 34879 | 0 | 0 | 0 | 0 | 0 | 22133 | 0 | 0 | 0 | 0 | 0 | 22133
2022042223 | 6 | 0.58937 | 58937 | 0.67206 | 34947.12 | 0 | 0 | 1 | 5000 | 34947.12 | 0 | 0 | 0 | 0 | 0 | 18989.88 | 0 | 0 | 0 | 0 | 0 | 18989.88
2022042224 | 6 | 0.55442 | 55442 | 0.66775 | 34723 | 0 | 0 | 1 | 5000 | 34723 | 0 | 0 | 0 | 0 | 0 | 15719 | 0 | 0 | 0 | 0 | 0 | 15719
2022042301 | 7 | 0.52368 | 52368 | 0.66743 | 34706.36 | 0 | 0 | 1 | 5000 | 34706.36 | 0 | 0 | 0 | 0 | 0 | 12661.64 | 0 | 0 | 0 | 0 | 0 | 12661.64
2022042302 | 7 | 0.49912 | 49912 | 0.66199 | 34423.48 | 0 | 0 | 1 | 5000 | 34423.48 | 0 | 0 | 0 | 0 | 0 | 10488.52 | 0 | 0 | 0 | 0 | 0 | 10488.52
2022042303 | 7 | 0.48001 | 48001 | 0.65674 | 34150.48 | 0 | 0 | 1 | 5000 | 34150.48 | 0 | 0 | 0 | 0 | 0 | 8850.52 | 0 | 0 | 0 | 0 | 0 | 8850.52
2022042304 | 7 | 0.47106 | 47106 | 0.65598 | 34110.96 | 0 | 0 | 1 | 5000 | 34110.96 | 0 | 0 | 0 | 0 | 0 | 7995.04 | 0 | 0 | 0 | 0 | 0 | 7995.04
2022042305 | 7 | 0.4646 | 46460 | 0.64846 | 33719.92 | 0 | 0 | 1 | 5000 | 33719.92 | 0 | 0 | 0 | 0 | 0 | 7740.08 | 0 | 0 | 0 | 0 | 0 | 7740.08
2022042306 | 7 | 0.46648 | 46648 | 0.64634 | 33609.68 | 0 | 0 | 1 | 5000 | 33609.68 | 0 | 0 | 0 | 0 | 0 | 8038.32 | 0 | 0 | 0 | 0 | 0 | 8038.32
2022042307 | 7 | 0.47508 | 47508 | 0.64317 | 33444.84 | 5e-05 | 4.45 | 1 | 5000 | 33444.84 | 4.45 | 0 | 0 | 0 | 0 | 9058.71 | 0 | 0 | 0 | 0 | 0 | 9058.71
2022042308 | 7 | 0.48617 | 48617 | 0.64795 | 33693.4 | 0.02642 | 2351.38 | 1 | 5000 | 33693.4 | 2351.38 | 0 | 0 | 0 | 0 | 7572.22 | 0 | 0 | 0 | 0 | 0 | 7572.22
2022042309 | 7 | 0.51057 | 51057 | 0.6362 | 33082.4 | 0.13377 | 11905.53 | 1 | 5000 | 33082.4 | 11905.53 | 0 | 0 | 0 | 0 | 1069.07 | 0 | 0 | 0 | 0 | 0 | 1069.07
2022042310 | 7 | 0.53688 | 53688 | 0.62986 | 32752.72 | 0.19811 | 17631.79 | 1 | 5000 | 32752.72 | 15935.28 | 0 | 0 | 1696.51 | 1696.51 | 0 | 1442.0335 | 0 | 0 | 0 | 1442.0335 | 0
2022042311 | 7 | 0.56285 | 56285 | 0.61328 | 31890.56 | 0.31014 | 27602.46 | 1 | 5000 | 31890.56 | 19394.44 | 0 | 0 | 8208.02 | 8208.02 | 0 | 8418.8505 | 0 | 0 | 0 | 6976.817 | 0
2022042312 | 7 | 0.5854 | 58540 | 0.58867 | 30610.84 | 0.40415 | 35969.35 | 1 | 5000 | 30610.84 | 22929.16 | 0 | 0 | 13040.19 | 13040.19 | 0 | 19503.012 | 0 | 0 | 0 | 11084.1615 | 0
2022042313 | 7 | 0.60171 | 60171 | 0.55866 | 29050.32 | 0.51418 | 45762.02 | 1 | 5000 | 29050.32 | 26120.68 | 0 | 0 | 19641.34 | 19641.34 | 0 | 36198.151 | 0 | 0 | 0 | 16695.139 | 0
2022042314 | 7 | 0.61811 | 61811 | 0.53433 | 27785.16 | 0.60924 | 54222.36 | 1 | 5000 | 27785.16 | 29025.84 | 0 | 0 | 25196.52 | 25196.52 | 0 | 57615.193 | 0 | 0 | 0 | 21417.042 | 0
2022042315 | 7 | 0.63256 | 63256 | 0.53921 | 28038.92 | 0.60786 | 54099.54 | 1 | 5000 | 28038.92 | 30217.08 | 0 | 0 | 23882.46 | 23882.46 | 0 | 77915.284 | 0 | 0 | 0 | 20300.091 | 0
2022042316 | 7 | 0.64585 | 64585 | 0.56636 | 29450.72 | 0.52048 | 46322.72 | 1 | 5000 | 29450.72 | 30134.28 | 0 | 0 | 16188.44 | 16188.44 | 0 | 91675.458 | 0 | 0 | 0 | 13760.174 | 0
2022042317 | 7 | 0.65526 | 65526 | 0.58382 | 30358.64 | 0.47345 | 42137.05 | 1 | 5000 | 30358.64 | 30167.36 | 0 | 0 | 11969.69 | 11969.69 | 0 | 101849.6945 | 0 | 0 | 0 | 10174.2365 | 0
2022042318 | 7 | 0.65325 | 65325 | 0.59101 | 30732.52 | 0.4437 | 39489.3 | 1 | 5000 | 30732.52 | 29592.48 | 0 | 0 | 9896.82 | 9896.82 | 0 | 110261.9915 | 0 | 0 | 0 | 8412.297 | 0
2022042319 | 7 | 0.64088 | 64088 | 0.60042 | 31221.84 | 0.32077 | 28548.53 | 1 | 5000 | 31221.84 | 27866.16 | 0 | 0 | 682.37 | 682.37 | 0 | 110842.006 | 0 | 0 | 0 | 580.0145 | 0
2022042320 | 7 | 0.61994 | 61994 | 0.59902 | 31149.04 | 0.1519 | 13519.1 | 1 | 5000 | 31149.04 | 13519.1 | 0 | 0 | 0 | 0 | 12325.86 | 98516.146 | 12325.86 | 0 | 0 | 0 | 0
2022042321 | 7 | 0.61191 | 61191 | 0.56956 | 29617.12 | 0.00581 | 517.09 | 1 | 5000 | 29617.12 | 517.09 | 0 | 0 | 0 | 0 | 26056.79 | 72459.356 | 26056.79 | 0 | 0 | 0 | 0
2022042322 | 7 | 0.59714 | 59714 | 0.58862 | 30608.24 | 0 | 0 | 1 | 5000 | 30608.24 | 0 | 0 | 0 | 0 | 0 | 24105.76 | 48353.596 | 24105.76 | 0 | 0 | 0 | 0
2022042323 | 7 | 0.57252 | 57252 | 0.60473 | 31445.96 | 0 | 0 | 1 | 5000 | 31445.96 | 0 | 0 | 0 | 0 | 0 | 20806.04 | 27547.556 | 20806.04 | 0 | 0 | 0 | 0
2022042324 | 7 | 0.54115 | 54115 | 0.61766 | 32118.32 | 0 | 0 | 1 | 5000 | 32118.32 | 0 | 0 | 0 | 0 | 0 | 16996.68 | 10550.876 | 16996.68 | 0 | 0 | 0 | 0
2022042401 | 1 | 0.51521 | 51521 | 0.58871 | 30612.92 | 0 | 0 | 1 | 5000 | 30612.92 | 0 | 0 | 0 | 0 | 0 | 15908.08 | 0 | 10550.876 | 0 | 0 | 0 | 5357.204
2022042402 | 1 | 0.48899 | 48899 | 0.57261 | 29775.72 | 0 | 0 | 1 | 5000 | 29775.72 | 0 | 0 | 0 | 0 | 0 | 14123.28 | 0 | 0 | 0 | 0 | 0 | 14123.28
2022042403 | 1 | 0.47192 | 47192 | 0.52682 | 27394.64 | 0 | 0 | 1 | 5000 | 27394.64 | 0 | 0 | 0 | 0 | 0 | 14797.36 | 0 | 0 | 0 | 0 | 0 | 14797.36
2022042404 | 1 | 0.45971 | 45971 | 0.49416 | 25696.32 | 0 | 0 | 1 | 5000 | 25696.32 | 0 | 0 | 0 | 0 | 0 | 15274.68 | 0 | 0 | 0 | 0 | 0 | 15274.68
2022042405 | 1 | 0.45515 | 45515 | 0.45569 | 23695.88 | 0 | 0 | 1 | 5000 | 23695.88 | 0 | 0 | 0 | 0 | 0 | 16819.12 | 0 | 0 | 0 | 0 | 0 | 16819.12
2022042406 | 1 | 0.45367 | 45367 | 0.40988 | 21313.76 | 0 | 0 | 1 | 5000 | 21313.76 | 0 | 0 | 0 | 0 | 0 | 19053.24 | 0 | 0 | 0 | 0 | 0 | 19053.24
2022042407 | 1 | 0.45623 | 45623 | 0.40328 | 20970.56 | 5e-05 | 4.45 | 1 | 5000 | 20970.56 | 4.45 | 0 | 0 | 0 | 0 | 19647.99 | 0 | 0 | 0 | 0 | 0 | 19647.99
2022042408 | 1 | 0.46197 | 46197 | 0.42744 | 22226.88 | 0.03055 | 2718.95 | 1 | 5000 | 22226.88 | 2718.95 | 0 | 0 | 0 | 0 | 16251.17 | 0 | 0 | 0 | 0 | 0 | 16251.17
2022042409 | 1 | 0.48564 | 48564 | 0.45222 | 23515.44 | 0.23659 | 21056.51 | 1 | 5000 | 23515.44 | 20048.56 | 0 | 0 | 1007.95 | 1007.95 | 0 | 856.7575 | 0 | 0 | 0 | 856.7575 | 0
2022042410 | 1 | 0.51886 | 51886 | 0.49722 | 25855.44 | 0.36661 | 32628.29 | 1 | 5000 | 25855.44 | 21030.56 | 0 | 0 | 11597.73 | 11597.73 | 0 | 10714.828 | 0 | 0 | 0 | 9858.0705 | 0
2022042411 | 1 | 0.54793 | 54793 | 0.50456 | 26237.12 | 0.44583 | 39678.87 | 1 | 5000 | 26237.12 | 23555.88 | 0 | 0 | 16122.99 | 16122.99 | 0 | 24419.3695 | 0 | 0 | 0 | 13704.5415 | 0
2022042412 | 1 | 0.57537 | 57537 | 0.49579 | 25781.08 | 0.53932 | 47999.48 | 1 | 5000 | 25781.08 | 26755.92 | 0 | 0 | 21243.56 | 21243.56 | 0 | 42476.3955 | 0 | 0 | 0 | 18057.026 | 0
2022042413 | 1 | 0.59718 | 59718 | 0.49213 | 25590.76 | 0.547 | 48683 | 1 | 5000 | 25590.76 | 29127.24 | 0 | 0 | 19555.76 | 19555.76 | 0 | 59098.7915 | 0 | 0 | 0 | 16622.396 | 0
2022042414 | 1 | 0.61206 | 61206 | 0.48503 | 25221.56 | 0.53793 | 47875.77 | 1 | 5000 | 25221.56 | 30984.44 | 0 | 0 | 16891.33 | 16891.33 | 0 | 73456.422 | 0 | 0 | 0 | 14357.6305 | 0
2022042415 | 1 | 0.63104 | 63104 | 0.46977 | 24428.04 | 0.5965 | 53088.5 | 1 | 5000 | 24428.04 | 33675.96 | 0 | 0 | 19412.54 | 19412.54 | 0 | 89957.081 | 0 | 0 | 0 | 16500.659 | 0
2022042416 | 1 | 0.64515 | 64515 | 0.45268 | 23539.36 | 0.57822 | 51461.58 | 1 | 5000 | 23539.36 | 35975.64 | 0 | 0 | 15485.94 | 15485.94 | 0 | 103120.13 | 0 | 0 | 0 | 13163.049 | 0
2022042417 | 1 | 0.65445 | 65445 | 0.42925 | 22321 | 0.56874 | 50617.86 | 1 | 5000 | 22321 | 38124 | 0 | 0 | 12493.86 | 12493.86 | 0 | 113739.911 | 0 | 0 | 0 | 10619.781 | 0
2022042418 | 1 | 0.65606 | 65606 | 0.42328 | 22010.56 | 0.53539 | 47649.71 | 1 | 5000 | 22010.56 | 38595.44 | 0 | 0 | 9054.27 | 9054.27 | 0 | 121436.0405 | 0 | 0 | 0 | 7696.1295 | 0
2022042419 | 1 | 0.64452 | 64452 | 0.42293 | 21992.36 | 0.44446 | 39556.94 | 1 | 5000 | 21992.36 | 37459.64 | 0 | 0 | 2097.3 | 2097.3 | 0 | 123218.7455 | 0 | 0 | 0 | 1782.705 | 0
2022042420 | 1 | 0.62336 | 62336 | 0.42022 | 21851.44 | 0.16757 | 14913.73 | 1 | 5000 | 21851.44 | 14913.73 | 0 | 0 | 0 | 0 | 20570.83 | 102647.9155 | 20570.83 | 0 | 0 | 0 | 0
2022042421 | 1 | 0.61839 | 61839 | 0.43733 | 22741.16 | 0.00487 | 433.43 | 1 | 5000 | 22741.16 | 433.43 | 0 | 0 | 0 | 0 | 33664.41 | 68983.5055 | 33664.41 | 0 | 0 | 0 | 0
2022042422 | 1 | 0.60178 | 60178 | 0.45458 | 23638.16 | 0 | 0 | 1 | 5000 | 23638.16 | 0 | 0 | 0 | 0 | 0 | 31539.84 | 37443.6655 | 31539.84 | 0 | 0 | 0 | 0
2022042423 | 1 | 0.57017 | 57017 | 0.46829 | 24351.08 | 0 | 0 | 1 | 5000 | 24351.08 | 0 | 0 | 0 | 0 | 0 | 27665.92 | 9777.7455 | 27665.92 | 0 | 0 | 0 | 0
2022042424 | 1 | 0.53057 | 53057 | 0.49287 | 25629.24 | 0 | 0 | 1 | 5000 | 25629.24 | 0 | 0 | 0 | 0 | 0 | 22427.76 | 0 | 9777.7455 | 0 | 0 | 0 | 12650.0145
2022042501 | 2 | 0.49946 | 49946 | 0.51188 | 26617.76 | 0 | 0 | 1 | 5000 | 26617.76 | 0 | 0 | 0 | 0 | 0 | 18328.24 | 0 | 0 | 0 | 0 | 0 | 18328.24
2022042502 | 2 | 0.47825 | 47825 | 0.48939 | 25448.28 | 0 | 0 | 1 | 5000 | 25448.28 | 0 | 0 | 0 | 0 | 0 | 17376.72 | 0 | 0 | 0 | 0 | 0 | 17376.72
2022042503 | 2 | 0.46219 | 46219 | 0.44142 | 22953.84 | 0 | 0 | 1 | 5000 | 22953.84 | 0 | 0 | 0 | 0 | 0 | 18265.16 | 0 | 0 | 0 | 0 | 0 | 18265.16
2022042504 | 2 | 0.45713 | 45713 | 0.42237 | 21963.24 | 0 | 0 | 1 | 5000 | 21963.24 | 0 | 0 | 0 | 0 | 0 | 18749.76 | 0 | 0 | 0 | 0 | 0 | 18749.76
2022042505 | 2 | 0.46107 | 46107 | 0.43833 | 22793.16 | 0 | 0 | 1 | 5000 | 22793.16 | 0 | 0 | 0 | 0 | 0 | 18313.84 | 0 | 0 | 0 | 0 | 0 | 18313.84
2022042506 | 2 | 0.47842 | 47842 | 0.46724 | 24296.48 | 0 | 0 | 1 | 5000 | 24296.48 | 0 | 0 | 0 | 0 | 0 | 18545.52 | 0 | 0 | 0 | 0 | 0 | 18545.52
2022042507 | 2 | 0.50547 | 50547 | 0.49724 | 25856.48 | 0 | 0 | 1 | 5000 | 25856.48 | 0 | 0 | 0 | 0 | 0 | 19690.52 | 0 | 0 | 0 | 0 | 0 | 19690.52
2022042508 | 2 | 0.52435 | 52435 | 0.53899 | 28027.48 | 0.01592 | 1416.88 | 1 | 5000 | 28027.48 | 1416.88 | 0 | 0 | 0 | 0 | 17990.64 | 0 | 0 | 0 | 0 | 0 | 17990.64
2022042509 | 2 | 0.53564 | 53564 | 0.56773 | 29521.96 | 0.11787 | 10490.43 | 1 | 5000 | 29521.96 | 10490.43 | 0 | 0 | 0 | 0 | 8551.61 | 0 | 0 | 0 | 0 | 0 | 8551.61
2022042510 | 2 | 0.55369 | 55369 | 0.59711 | 31049.72 | 0.18334 | 16317.26 | 1 | 5000 | 31049.72 | 16317.26 | 0 | 0 | 0 | 0 | 3002.02 | 0 | 0 | 0 | 0 | 0 | 3002.02
2022042511 | 2 | 0.56852 | 56852 | 0.60217 | 31312.84 | 0.21049 | 18733.61 | 1 | 5000 | 31312.84 | 18733.61 | 0 | 0 | 0 | 0 | 1805.55 | 0 | 0 | 0 | 0 | 0 | 1805.55
2022042512 | 2 | 0.58238 | 58238 | 0.58891 | 30623.32 | 0.26129 | 23254.81 | 1 | 5000 | 30623.32 | 22614.68 | 0 | 0 | 640.13 | 640.13 | 0 | 544.1105 | 0 | 0 | 0 | 544.1105 | 0
2022042513 | 2 | 0.59197 | 59197 | 0.53064 | 27593.28 | 0.42795 | 38087.55 | 1 | 5000 | 27593.28 | 26603.72 | 0 | 0 | 11483.83 | 11483.83 | 0 | 10305.366 | 0 | 0 | 0 | 9761.2555 | 0
2022042514 | 2 | 0.59613 | 59613 | 0.47602 | 24753.04 | 0.54636 | 48626.04 | 1 | 5000 | 24753.04 | 29859.96 | 0 | 0 | 18766.08 | 18766.08 | 0 | 26256.534 | 0 | 0 | 0 | 15951.168 | 0
2022042515 | 2 | 0.58927 | 58927 | 0.46166 | 24006.32 | 0.57589 | 51254.21 | 1 | 5000 | 24006.32 | 29920.68 | 0 | 0 | 21333.53 | 21333.53 | 0 | 44390.0345 | 0 | 0 | 0 | 18133.5005 | 0
2022042516 | 2 | 0.57094 | 57094 | 0.45382 | 23598.64 | 0.58764 | 52299.96 | 1 | 5000 | 23598.64 | 28495.36 | 0 | 0 | 23804.6 | 23804.6 | 0 | 64623.9445 | 0 | 0 | 0 | 20233.91 | 0
2022042517 | 2 | 0.56222 | 56222 | 0.44331 | 23052.12 | 0.56371 | 50170.19 | 1 | 5000 | 23052.12 | 28169.88 | 0 | 0 | 22000.31 | 22000.31 | 0 | 83324.208 | 0 | 0 | 0 | 18700.2635 | 0
2022042518 | 2 | 0.55818 | 55818 | 0.44972 | 23385.44 | 0.53157 | 47309.73 | 1 | 5000 | 23385.44 | 27432.56 | 0 | 0 | 19877.17 | 19877.17 | 0 | 100219.8025 | 0 | 0 | 0 | 16895.5945 | 0
2022042519 | 2 | 0.54892 | 54892 | 0.46824 | 24348.48 | 0.47478 | 42255.42 | 1 | 5000 | 24348.48 | 25543.52 | 0 | 0 | 16711.9 | 16711.9 | 0 | 114424.9175 | 0 | 0 | 0 | 14205.115 | 0
2022042520 | 2 | 0.53941 | 53941 | 0.47009 | 24444.68 | 0.19255 | 17136.95 | 1 | 5000 | 24444.68 | 17136.95 | 0 | 0 | 0 | 0 | 7359.37 | 107065.5475 | 7359.37 | 0 | 0 | 0 | 0
2022042521 | 2 | 0.53947 | 53947 | 0.41991 | 21835.32 | 0.00497 | 442.33 | 1 | 5000 | 21835.32 | 442.33 | 0 | 0 | 0 | 0 | 26669.35 | 80396.1975 | 26669.35 | 0 | 0 | 0 | 0
2022042522 | 2 | 0.52504 | 52504 | 0.40125 | 20865 | 0 | 0 | 1 | 5000 | 20865 | 0 | 0 | 0 | 0 | 0 | 26639 | 53757.1975 | 26639 | 0 | 0 | 0 | 0
2022042523 | 2 | 0.49483 | 49483 | 0.41674 | 21670.48 | 0 | 0 | 1 | 5000 | 21670.48 | 0 | 0 | 0 | 0 | 0 | 22812.52 | 30944.6775 | 22812.52 | 0 | 0 | 0 | 0
2022042524 | 2 | 0.46022 | 46022 | 0.38239 | 19884.28 | 0 | 0 | 1 | 5000 | 19884.28 | 0 | 0 | 0 | 0 | 0 | 21137.72 | 9806.9575 | 21137.72 | 0 | 0 | 0 | 0
2022042601 | 3 | 0.43628 | 43628 | 0.35137 | 18271.24 | 0 | 0 | 1 | 5000 | 18271.24 | 0 | 0 | 0 | 0 | 0 | 20356.76 | 0 | 9806.9575 | 0 | 0 | 0 | 10549.8025
2022042602 | 3 | 0.42118 | 42118 | 0.36984 | 19231.68 | 0 | 0 | 1 | 5000 | 19231.68 | 0 | 0 | 0 | 0 | 0 | 17886.32 | 0 | 0 | 0 | 0 | 0 | 17886.32
2022042603 | 3 | 0.41205 | 41205 | 0.35274 | 18342.48 | 0 | 0 | 1 | 5000 | 18342.48 | 0 | 0 | 0 | 0 | 0 | 17862.52 | 0 | 0 | 0 | 0 | 0 | 17862.52
2022042604 | 3 | 0.40795 | 40795 | 0.33085 | 17204.2 | 0 | 0 | 1 | 5000 | 17204.2 | 0 | 0 | 0 | 0 | 0 | 18590.8 | 0 | 0 | 0 | 0 | 0 | 18590.8
2022042605 | 3 | 0.41184 | 41184 | 0.30898 | 16066.96 | 0 | 0 | 1 | 5000 | 16066.96 | 0 | 0 | 0 | 0 | 0 | 20117.04 | 0 | 0 | 0 | 0 | 0 | 20117.04
2022042606 | 3 | 0.43068 | 43068 | 0.30129 | 15667.08 | 0 | 0 | 1 | 5000 | 15667.08 | 0 | 0 | 0 | 0 | 0 | 22400.92 | 0 | 0 | 0 | 0 | 0 | 22400.92
2022042607 | 3 | 0.46534 | 46534 | 0.31185 | 16216.2 | 0.00028 | 24.92 | 1 | 5000 | 16216.2 | 24.92 | 0 | 0 | 0 | 0 | 25292.88 | 0 | 0 | 0 | 0 | 0 | 25292.88
2022042608 | 3 | 0.48171 | 48171 | 0.27415 | 14255.8 | 0.07086 | 6306.54 | 1 | 5000 | 14255.8 | 6306.54 | 0 | 0 | 0 | 0 | 22608.66 | 0 | 0 | 0 | 0 | 0 | 22608.66
2022042609 | 3 | 0.48841 | 48841 | 0.22967 | 11942.84 | 0.3895 | 34665.5 | 1 | 5000 | 11942.84 | 31898.16 | 0 | 0 | 2767.34 | 2767.34 | 0 | 2352.239 | 0 | 0 | 0 | 2352.239 | 0
2022042610 | 3 | 0.49406 | 49406 | 0.26895 | 13985.4 | 0.55628 | 49508.92 | 1 | 5000 | 13985.4 | 30420.6 | 0 | 0 | 19088.32 | 19088.32 | 0 | 18577.311 | 0 | 0 | 0 | 16225.072 | 0
2022042611 | 3 | 0.49926 | 49926 | 0.27488 | 14293.76 | 0.60393 | 53749.77 | 1 | 5000 | 14293.76 | 30632.24 | 0 | 0 | 23117.53 | 23117.53 | 0 | 38227.2115 | 0 | 0 | 0 | 19649.9005 | 0
2022042612 | 3 | 0.50538 | 50538 | 0.2311 | 12017.2 | 0.6459 | 57485.1 | 1 | 5000 | 12017.2 | 33520.8 | 0 | 0 | 23964.3 | 23964.3 | 0 | 58596.8665 | 0 | 0 | 0 | 20369.655 | 0
2022042613 | 3 | 0.51112 | 51112 | 0.20819 | 10825.88 | 0.65924 | 58672.36 | 1 | 5000 | 10825.88 | 35286.12 | 0 | 0 | 23386.24 | 23386.24 | 0 | 78475.1705 | 0 | 0 | 0 | 19878.304 | 0
2022042614 | 3 | 0.52003 | 52003 | 0.20586 | 10704.72 | 0.67607 | 60170.23 | 1 | 5000 | 10704.72 | 36298.28 | 0 | 0 | 23871.95 | 23871.95 | 0 | 98766.328 | 0 | 0 | 0 | 20291.1575 | 0
2022042615 | 3 | 0.53235 | 53235 | 0.20917 | 10876.84 | 0.70721 | 62941.69 | 1 | 5000 | 10876.84 | 37358.16 | 0 | 0 | 25583.53 | 25583.53 | 0 | 120512.3285 | 0 | 0 | 0 | 21746.0005 | 0
2022042616 | 3 | 0.5448 | 54480 | 0.21629 | 11247.08 | 0.72026 | 64103.14 | 1 | 5000 | 11247.08 | 38232.92 | 0 | 0 | 25870.22 | 25870.22 | 0 | 142502.0155 | 0 | 0 | 0 | 21989.687 | 0
2022042617 | 3 | 0.55947 | 55947 | 0.22368 | 11631.36 | 0.72959 | 64933.51 | 1 | 5000 | 11631.36 | 39315.64 | 0 | 0 | 25617.87 | 25617.87 | 0 | 164277.205 | 0 | 0 | 0 | 21775.1895 | 0
2022042618 | 3 | 0.57 | 57000 | 0.24144 | 12554.88 | 0.67753 | 60300.17 | 1 | 5000 | 12554.88 | 39445.12 | 0 | 0 | 20855.05 | 20855.05 | 0 | 182003.9975 | 0 | 0 | 0 | 17726.7925 | 0
2022042619 | 3 | 0.56715 | 56715 | 0.27675 | 14391 | 0.55413 | 49317.57 | 1 | 5000 | 14391 | 37324 | 0 | 0 | 11993.57 | 11993.57 | 0 | 192198.532 | 0 | 0 | 0 | 10194.5345 | 0
2022042620 | 3 | 0.55895 | 55895 | 0.30435 | 15826.2 | 0.22075 | 19646.75 | 1 | 5000 | 15826.2 | 19646.75 | 0 | 0 | 0 | 0 | 15422.05 | 176776.482 | 15422.05 | 0 | 0 | 0 | 0
2022042621 | 3 | 0.56042 | 56042 | 0.30338 | 15775.76 | 0.00522 | 464.58 | 1 | 5000 | 15775.76 | 464.58 | 0 | 0 | 0 | 0 | 34801.66 | 141974.822 | 34801.66 | 0 | 0 | 0 | 0
2022042622 | 3 | 0.54769 | 54769 | 0.35108 | 18256.16 | 0 | 0 | 1 | 5000 | 18256.16 | 0 | 0 | 0 | 0 | 0 | 31512.84 | 110461.982 | 31512.84 | 0 | 0 | 0 | 0
2022042623 | 3 | 0.51616 | 51616 | 0.41372 | 21513.44 | 0 | 0 | 1 | 5000 | 21513.44 | 0 | 0 | 0 | 0 | 0 | 25102.56 | 85359.422 | 25102.56 | 0 | 0 | 0 | 0
2022042624 | 3 | 0.47969 | 47969 | 0.45822 | 23827.44 | 0 | 0 | 1 | 5000 | 23827.44 | 0 | 0 | 0 | 0 | 0 | 19141.56 | 66217.862 | 19141.56 | 0 | 0 | 0 | 0
2022042701 | 4 | 0.45109 | 45109 | 0.4619 | 24018.8 | 0 | 0 | 1 | 5000 | 24018.8 | 0 | 0 | 0 | 0 | 0 | 16090.2 | 50127.662 | 16090.2 | 0 | 0 | 0 | 0
2022042702 | 4 | 0.43103 | 43103 | 0.45121 | 23462.92 | 0 | 0 | 1 | 5000 | 23462.92 | 0 | 0 | 0 | 0 | 0 | 14640.08 | 35487.582 | 14640.08 | 0 | 0 | 0 | 0
2022042703 | 4 | 0.41902 | 41902 | 0.45522 | 23671.44 | 0 | 0 | 1 | 5000 | 23671.44 | 0 | 0 | 0 | 0 | 0 | 13230.56 | 22257.022 | 13230.56 | 0 | 0 | 0 | 0
2022042704 | 4 | 0.41545 | 41545 | 0.45146 | 23475.92 | 0 | 0 | 1 | 5000 | 23475.92 | 0 | 0 | 0 | 0 | 0 | 13069.08 | 9187.942 | 13069.08 | 0 | 0 | 0 | 0
2022042705 | 4 | 0.41895 | 41895 | 0.4271 | 22209.2 | 0 | 0 | 1 | 5000 | 22209.2 | 0 | 0 | 0 | 0 | 0 | 14685.8 | 0 | 9187.942 | 0 | 0 | 0 | 5497.858
2022042706 | 4 | 0.43705 | 43705 | 0.41466 | 21562.32 | 0 | 0 | 1 | 5000 | 21562.32 | 0 | 0 | 0 | 0 | 0 | 17142.68 | 0 | 0 | 0 | 0 | 0 | 17142.68
2022042707 | 4 | 0.47047 | 47047 | 0.40649 | 21137.48 | 0.00037 | 32.93 | 1 | 5000 | 21137.48 | 32.93 | 0 | 0 | 0 | 0 | 20876.59 | 0 | 0 | 0 | 0 | 0 | 20876.59
2022042708 | 4 | 0.48373 | 48373 | 0.3972 | 20654.4 | 0.05014 | 4462.46 | 1 | 5000 | 20654.4 | 4462.46 | 0 | 0 | 0 | 0 | 18256.14 | 0 | 0 | 0 | 0 | 0 | 18256.14
2022042709 | 4 | 0.49349 | 49349 | 0.35635 | 18530.2 | 0.23024 | 20491.36 | 1 | 5000 | 18530.2 | 20491.36 | 0 | 0 | 0 | 0 | 5327.44 | 0 | 0 | 0 | 0 | 0 | 5327.44
2022042710 | 4 | 0.5064 | 50640 | 0.37485 | 19492.2 | 0.40289 | 35857.21 | 1 | 5000 | 19492.2 | 26147.8 | 0 | 0 | 9709.41 | 9709.41 | 0 | 8252.9985 | 0 | 0 | 0 | 8252.9985 | 0
2022042711 | 4 | 0.52134 | 52134 | 0.40645 | 21135.4 | 0.55995 | 49835.55 | 1 | 5000 | 21135.4 | 25998.6 | 0 | 0 | 23836.95 | 23836.95 | 0 | 28514.406 | 0 | 0 | 0 | 20261.4075 | 0
2022042712 | 4 | 0.53722 | 53722 | 0.43371 | 22552.92 | 0.59438 | 52899.82 | 1 | 5000 | 22552.92 | 26169.08 | 0 | 0 | 26730.74 | 26730.74 | 0 | 51235.535 | 0 | 0 | 0 | 22721.129 | 0
2022042713 | 4 | 0.55328 | 55328 | 0.47162 | 24524.24 | 0.55581 | 49467.09 | 1 | 5000 | 24524.24 | 25803.76 | 0 | 0 | 23663.33 | 23663.33 | 0 | 71349.3655 | 0 | 0 | 0 | 20113.8305 | 0
2022042714 | 4 | 0.57196 | 57196 | 0.49499 | 25739.48 | 0.50303 | 44769.67 | 1 | 5000 | 25739.48 | 26456.52 | 0 | 0 | 18313.15 | 18313.15 | 0 | 86915.543 | 0 | 0 | 0 | 15566.1775 | 0
2022042715 | 4 | 0.5901 | 59010 | 0.51817 | 26944.84 | 0.47952 | 42677.28 | 1 | 5000 | 26944.84 | 27065.16 | 0 | 0 | 15612.12 | 15612.12 | 0 | 100185.845 | 0 | 0 | 0 | 13270.302 | 0
2022042716 | 4 | 0.60675 | 60675 | 0.54283 | 28227.16 | 0.42444 | 37775.16 | 1 | 5000 | 28227.16 | 27447.84 | 0 | 0 | 10327.32 | 10327.32 | 0 | 108964.067 | 0 | 0 | 0 | 8778.222 | 0
2022042717 | 4 | 0.62244 | 62244 | 0.57961 | 30139.72 | 0.36125 | 32151.25 | 1 | 5000 | 30139.72 | 27104.28 | 0 | 0 | 5046.97 | 5046.97 | 0 | 113253.9915 | 0 | 0 | 0 | 4289.9245 | 0
2022042718 | 4 | 0.62842 | 62842 | 0.58939 | 30648.28 | 0.34614 | 30806.46 | 1 | 5000 | 30648.28 | 27193.72 | 0 | 0 | 3612.74 | 3612.74 | 0 | 116324.8205 | 0 | 0 | 0 | 3070.829 | 0
2022042719 | 4 | 0.61859 | 61859 | 0.59834 | 31113.68 | 0.2623 | 23344.7 | 1 | 5000 | 31113.68 | 23344.7 | 0 | 0 | 0 | 0 | 2400.62 | 113924.2005 | 2400.62 | 0 | 0 | 0 | 0
2022042720 | 4 | 0.60383 | 60383 | 0.6084 | 31636.8 | 0.08144 | 7248.16 | 1 | 5000 | 31636.8 | 7248.16 | 0 | 0 | 0 | 0 | 16498.04 | 97426.1605 | 16498.04 | 0 | 0 | 0 | 0
2022042721 | 4 | 0.59688 | 59688 | 0.57721 | 30014.92 | 0.00235 | 209.15 | 1 | 5000 | 30014.92 | 209.15 | 0 | 0 | 0 | 0 | 24463.93 | 72962.2305 | 24463.93 | 0 | 0 | 0 | 0
2022042722 | 4 | 0.58033 | 58033 | 0.58841 | 30597.32 | 0 | 0 | 1 | 5000 | 30597.32 | 0 | 0 | 0 | 0 | 0 | 22435.68 | 50526.5505 | 22435.68 | 0 | 0 | 0 | 0
2022042723 | 4 | 0.54531 | 54531 | 0.61385 | 31920.2 | 0 | 0 | 1 | 5000 | 31920.2 | 0 | 0 | 0 | 0 | 0 | 17610.8 | 32915.7505 | 17610.8 | 0 | 0 | 0 | 0
2022042724 | 4 | 0.50627 | 50627 | 0.61992 | 32235.84 | 0 | 0 | 1 | 5000 | 32235.84 | 0 | 0 | 0 | 0 | 0 | 13391.16 | 19524.5905 | 13391.16 | 0 | 0 | 0 | 0
2022042801 | 5 | 0.47511 | 47511 | 0.63529 | 33035.08 | 0 | 0 | 1 | 5000 | 33035.08 | 0 | 0 | 0 | 0 | 0 | 9475.92 | 10048.6705 | 9475.92 | 0 | 0 | 0 | 0
2022042802 | 5 | 0.45483 | 45483 | 0.63535 | 33038.2 | 0 | 0 | 1 | 5000 | 33038.2 | 0 | 0 | 0 | 0 | 0 | 7444.8 | 2603.8705 | 7444.8 | 0 | 0 | 0 | 0
2022042803 | 5 | 0.44214 | 44214 | 0.61481 | 31970.12 | 0 | 0 | 1 | 5000 | 31970.12 | 0 | 0 | 0 | 0 | 0 | 7243.88 | 0 | 2603.8705 | 0 | 0 | 0 | 4640.0095
2022042804 | 5 | 0.43647 | 43647 | 0.60209 | 31308.68 | 0 | 0 | 1 | 5000 | 31308.68 | 0 | 0 | 0 | 0 | 0 | 7338.32 | 0 | 0 | 0 | 0 | 0 | 7338.32
2022042805 | 5 | 0.43752 | 43752 | 0.58653 | 30499.56 | 0 | 0 | 1 | 5000 | 30499.56 | 0 | 0 | 0 | 0 | 0 | 8252.44 | 0 | 0 | 0 | 0 | 0 | 8252.44
2022042806 | 5 | 0.45464 | 45464 | 0.55257 | 28733.64 | 0 | 0 | 1 | 5000 | 28733.64 | 0 | 0 | 0 | 0 | 0 | 11730.36 | 0 | 0 | 0 | 0 | 0 | 11730.36
2022042807 | 5 | 0.48637 | 48637 | 0.53144 | 27634.88 | 0.0003 | 26.7 | 1 | 5000 | 27634.88 | 26.7 | 0 | 0 | 0 | 0 | 15975.42 | 0 | 0 | 0 | 0 | 0 | 15975.42
2022042808 | 5 | 0.50275 | 50275 | 0.49634 | 25809.68 | 0.05921 | 5269.69 | 1 | 5000 | 25809.68 | 5269.69 | 0 | 0 | 0 | 0 | 14195.63 | 0 | 0 | 0 | 0 | 0 | 14195.63
2022042809 | 5 | 0.52121 | 52121 | 0.48376 | 25155.52 | 0.3564 | 31719.6 | 1 | 5000 | 25155.52 | 21965.48 | 0 | 0 | 9754.12 | 9754.12 | 0 | 8291.002 | 0 | 0 | 0 | 8291.002 | 0
2022042810 | 5 | 0.54197 | 54197 | 0.52875 | 27495 | 0.46878 | 41721.42 | 1 | 5000 | 27495 | 21702 | 0 | 0 | 20019.42 | 20019.42 | 0 | 25307.509 | 0 | 0 | 0 | 17016.507 | 0
2022042811 | 5 | 0.5611 | 56110 | 0.54464 | 28321.28 | 0.55176 | 49106.64 | 1 | 5000 | 28321.28 | 22788.72 | 0 | 0 | 26317.92 | 26317.92 | 0 | 47677.741 | 0 | 0 | 0 | 22370.232 | 0
2022042812 | 5 | 0.58097 | 58097 | 0.52949 | 27533.48 | 0.6554 | 58330.6 | 1 | 5000 | 27533.48 | 25563.52 | 0 | 0 | 32767.08 | 32767.08 | 0 | 75529.759 | 0 | 0 | 0 | 27852.018 | 0
2022042813 | 5 | 0.6027 | 60270 | 0.52752 | 27431.04 | 0.69105 | 61503.45 | 1 | 5000 | 27431.04 | 27838.96 | 0 | 0 | 33664.49 | 33664.49 | 0 | 104144.5755 | 0 | 0 | 0 | 28614.8165 | 0
2022042814 | 5 | 0.62551 | 62551 | 0.53443 | 27790.36 | 0.72374 | 64412.86 | 1 | 5000 | 27790.36 | 29760.64 | 0 | 0 | 34652.22 | 34652.22 | 0 | 133598.9625 | 0 | 0 | 0 | 29454.387 | 0
2022042815 | 5 | 0.6431 | 64310 | 0.56475 | 29367 | 0.65571 | 58358.19 | 1 | 5000 | 29367 | 29943 | 0 | 0 | 28415.19 | 28415.19 | 0 | 157751.874 | 0 | 0 | 0 | 24152.9115 | 0
2022042816 | 5 | 0.65876 | 65876 | 0.59765 | 31077.8 | 0.56566 | 50343.74 | 1 | 5000 | 31077.8 | 29798.2 | 0 | 0 | 20545.54 | 20545.54 | 0 | 175215.583 | 0 | 0 | 0 | 17463.709 | 0
2022042817 | 5 | 0.67233 | 67233 | 0.61185 | 31816.2 | 0.51132 | 45507.48 | 1 | 5000 | 31816.2 | 30416.8 | 0 | 0 | 15090.68 | 15090.68 | 0 | 188042.661 | 0 | 0 | 0 | 12827.078 | 0
2022042818 | 5 | 0.67895 | 67895 | 0.63686 | 33116.72 | 0.43878 | 39051.42 | 1 | 5000 | 33116.72 | 29778.28 | 0 | 0 | 9273.14 | 9273.14 | 0 | 195924.83 | 0 | 0 | 0 | 7882.169 | 0
2022042819 | 5 | 0.66714 | 66714 | 0.63114 | 32819.28 | 0.39519 | 35171.91 | 1 | 5000 | 32819.28 | 28894.72 | 0 | 0 | 6277.19 | 6277.19 | 0 | 200000 | 0 | 0 | 0 | 4075.17 | 0
2022042820 | 5 | 0.65345 | 65345 | 0.6495 | 33774 | 0.19871 | 17685.19 | 1 | 5000 | 33774 | 17685.19 | 0 | 0 | 0 | 0 | 8885.81 | 191114.19 | 8885.81 | 0 | 0 | 0 | 0
2022042821 | 5 | 0.64337 | 64337 | 0.65836 | 34234.72 | 0.01516 | 1349.24 | 1 | 5000 | 34234.72 | 1349.24 | 0 | 0 | 0 | 0 | 23753.04 | 167361.15 | 23753.04 | 0 | 0 | 0 | 0
2022042822 | 5 | 0.62584 | 62584 | 0.67184 | 34935.68 | 0.00893 | 794.77 | 1 | 5000 | 34935.68 | 794.77 | 0 | 0 | 0 | 0 | 21853.55 | 145507.6 | 21853.55 | 0 | 0 | 0 | 0
2022042823 | 5 | 0.58872 | 58872 | 0.68574 | 35658.48 | 0.00893 | 794.77 | 1 | 5000 | 35658.48 | 794.77 | 0 | 0 | 0 | 0 | 17418.75 | 128088.85 | 17418.75 | 0 | 0 | 0 | 0
2022042824 | 5 | 0.54799 | 54799 | 0.68368 | 35551.36 | 0.00892 | 793.88 | 1 | 5000 | 35551.36 | 793.88 | 0 | 0 | 0 | 0 | 13453.76 | 114635.09 | 13453.76 | 0 | 0 | 0 | 0
2022042901 | 6 | 0.51528 | 51528 | 0.67345 | 35019.4 | 0.00892 | 793.88 | 1 | 5000 | 35019.4 | 793.88 | 0 | 0 | 0 | 0 | 10714.72 | 103920.37 | 10714.72 | 0 | 0 | 0 | 0
2022042902 | 6 | 0.49317 | 49317 | 0.67062 | 34872.24 | 0.00892 | 793.88 | 1 | 5000 | 34872.24 | 793.88 | 0 | 0 | 0 | 0 | 8650.88 | 95269.49 | 8650.88 | 0 | 0 | 0 | 0
2022042903 | 6 | 0.47582 | 47582 | 0.65734 | 34181.68 | 0.00892 | 793.88 | 1 | 5000 | 34181.68 | 793.88 | 0 | 0 | 0 | 0 | 7606.44 | 87663.05 | 7606.44 | 0 | 0 | 0 | 0
2022042904 | 6 | 0.47756 | 47756 | 0.65125 | 33865 | 0.00892 | 793.88 | 1 | 5000 | 33865 | 793.88 | 0 | 0 | 0 | 0 | 8097.12 | 79565.93 | 8097.12 | 0 | 0 | 0 | 0
2022042905 | 6 | 0.47998 | 47998 | 0.65069 | 33835.88 | 0.00892 | 793.88 | 1 | 5000 | 33835.88 | 793.88 | 0 | 0 | 0 | 0 | 8368.24 | 71197.69 | 8368.24 | 0 | 0 | 0 | 0
2022042906 | 6 | 0.49177 | 49177 | 0.64992 | 33795.84 | 0.00893 | 794.77 | 1 | 5000 | 33795.84 | 794.77 | 0 | 0 | 0 | 0 | 9586.39 | 61611.3 | 9586.39 | 0 | 0 | 0 | 0
2022042907 | 6 | 0.51589 | 51589 | 0.64346 | 33459.92 | 0.00105 | 93.45 | 1 | 5000 | 33459.92 | 93.45 | 0 | 0 | 0 | 0 | 13035.63 | 48575.67 | 13035.63 | 0 | 0 | 0 | 0
2022042908 | 6 | 0.53353 | 53353 | 0.61899 | 32187.48 | 0.05891 | 5242.99 | 1 | 5000 | 32187.48 | 5242.99 | 0 | 0 | 0 | 0 | 10922.53 | 37653.14 | 10922.53 | 0 | 0 | 0 | 0
2022042909 | 6 | 0.55007 | 55007 | 0.5871 | 30529.2 | 0.28295 | 25182.55 | 1 | 5000 | 30529.2 | 19477.8 | 0 | 0 | 5704.75 | 5704.75 | 0 | 42502.1775 | 0 | 0 | 0 | 4849.0375 | 0
2022042910 | 6 | 0.5673 | 56730 | 0.60209 | 31308.68 | 0.30892 | 27493.88 | 1 | 5000 | 31308.68 | 20421.32 | 0 | 0 | 7072.56 | 7072.56 | 0 | 48513.8535 | 0 | 0 | 0 | 6011.676 | 0
2022042911 | 6 | 0.59061 | 59061 | 0.59435 | 30906.2 | 0.38593 | 34347.77 | 1 | 5000 | 30906.2 | 23154.8 | 0 | 0 | 11192.97 | 11192.97 | 0 | 58027.878 | 0 | 0 | 0 | 9514.0245 | 0
2022042912 | 6 | 0.6101 | 61010 | 0.57862 | 30088.24 | 0.47821 | 42560.69 | 1 | 5000 | 30088.24 | 25921.76 | 0 | 0 | 16638.93 | 16638.93 | 0 | 72170.9685 | 0 | 0 | 0 | 14143.0905 | 0
2022042913 | 6 | 0.62931 | 62931 | 0.56163 | 29204.76 | 0.60476 | 53823.64 | 1 | 5000 | 29204.76 | 28726.24 | 0 | 0 | 25097.4 | 25097.4 | 0 | 93503.7585 | 0 | 0 | 0 | 21332.79 | 0
2022042914 | 6 | 0.65077 | 65077 | 0.54849 | 28521.48 | 0.64781 | 57655.09 | 1 | 5000 | 28521.48 | 31555.52 | 0 | 0 | 26099.57 | 26099.57 | 0 | 115688.393 | 0 | 0 | 0 | 22184.6345 | 0
2022042915 | 6 | 0.67095 | 67095 | 0.5618 | 29213.6 | 0.64213 | 57149.57 | 1 | 5000 | 29213.6 | 32881.4 | 0 | 0 | 24268.17 | 24268.17 | 0 | 136316.3375 | 0 | 0 | 0 | 20627.9445 | 0
2022042916 | 6 | 0.68324 | 68324 | 0.57557 | 29929.64 | 0.61312 | 54567.68 | 1 | 5000 | 29929.64 | 33394.36 | 0 | 0 | 21173.32 | 21173.32 | 0 | 154313.6595 | 0 | 0 | 0 | 17997.322 | 0
2022042917 | 6 | 0.69416 | 69416 | 0.59088 | 30725.76 | 0.56943 | 50679.27 | 1 | 5000 | 30725.76 | 33690.24 | 0 | 0 | 16989.03 | 16989.03 | 0 | 168754.335 | 0 | 0 | 0 | 14440.6755 | 0
2022042918 | 6 | 0.69282 | 69282 | 0.59515 | 30947.8 | 0.5249 | 46716.1 | 1 | 5000 | 30947.8 | 33334.2 | 0 | 0 | 13381.9 | 13381.9 | 0 | 180128.95 | 0 | 0 | 0 | 11374.615 | 0
2022042919 | 6 | 0.67857 | 67857 | 0.59182 | 30774.64 | 0.43474 | 38691.86 | 1 | 5000 | 30774.64 | 32082.36 | 0 | 0 | 6609.5 | 6609.5 | 0 | 185747.025 | 0 | 0 | 0 | 5618.075 | 0
2022042920 | 6 | 0.65602 | 65602 | 0.57369 | 29831.88 | 0.21823 | 19422.47 | 1 | 5000 | 29831.88 | 19422.47 | 0 | 0 | 0 | 0 | 11347.65 | 174399.375 | 11347.65 | 0 | 0 | 0 | 0
2022042921 | 6 | 0.64392 | 64392 | 0.54108 | 28136.16 | 0.00766 | 681.74 | 1 | 5000 | 28136.16 | 681.74 | 0 | 0 | 0 | 0 | 30574.1 | 143825.275 | 30574.1 | 0 | 0 | 0 | 0
2022042922 | 6 | 0.62815 | 62815 | 0.57257 | 29773.64 | 0 | 0 | 1 | 5000 | 29773.64 | 0 | 0 | 0 | 0 | 0 | 28041.36 | 115783.915 | 28041.36 | 0 | 0 | 0 | 0
2022042923 | 6 | 0.60139 | 60139 | 0.60045 | 31223.4 | 0 | 0 | 1 | 5000 | 31223.4 | 0 | 0 | 0 | 0 | 0 | 23915.6 | 91868.315 | 23915.6 | 0 | 0 | 0 | 0
2022042924 | 6 | 0.56756 | 56756 | 0.63112 | 32818.24 | 0 | 0 | 1 | 5000 | 32818.24 | 0 | 0 | 0 | 0 | 0 | 18937.76 | 72930.555 | 18937.76 | 0 | 0 | 0 | 0
2022043001 | 7 | 0.53559 | 53559 | 0.63857 | 33205.64 | 0 | 0 | 1 | 5000 | 33205.64 | 0 | 0 | 0 | 0 | 0 | 15353.36 | 57577.195 | 15353.36 | 0 | 0 | 0 | 0
2022043002 | 7 | 0.51151 | 51151 | 0.61959 | 32218.68 | 0 | 0 | 1 | 5000 | 32218.68 | 0 | 0 | 0 | 0 | 0 | 13932.32 | 43644.875 | 13932.32 | 0 | 0 | 0 | 0
2022043003 | 7 | 0.49315 | 49315 | 0.58156 | 30241.12 | 0 | 0 | 1 | 5000 | 30241.12 | 0 | 0 | 0 | 0 | 0 | 14073.88 | 29570.995 | 14073.88 | 0 | 0 | 0 | 0
2022043004 | 7 | 0.481 | 48100 | 0.55212 | 28710.24 | 0 | 0 | 1 | 5000 | 28710.24 | 0 | 0 | 0 | 0 | 0 | 14389.76 | 15181.235 | 14389.76 | 0 | 0 | 0 | 0
2022043005 | 7 | 0.4759 | 47590 | 0.50896 | 26465.92 | 0 | 0 | 1 | 5000 | 26465.92 | 0 | 0 | 0 | 0 | 0 | 16124.08 | 0 | 15181.235 | 0 | 0 | 0 | 942.845
2022043006 | 7 | 0.47677 | 47677 | 0.48199 | 25063.48 | 0 | 0 | 1 | 5000 | 25063.48 | 0 | 0 | 0 | 0 | 0 | 17613.52 | 0 | 0 | 0 | 0 | 0 | 17613.52
2022043007 | 7 | 0.48171 | 48171 | 0.41704 | 21686.08 | 8e-05 | 7.12 | 1 | 5000 | 21686.08 | 7.12 | 0 | 0 | 0 | 0 | 21477.8 | 0 | 0 | 0 | 0 | 0 | 21477.8
2022043008 | 7 | 0.49375 | 49375 | 0.4169 | 21678.8 | 0.06765 | 6020.85 | 1 | 5000 | 21678.8 | 6020.85 | 0 | 0 | 0 | 0 | 16675.35 | 0 | 0 | 0 | 0 | 0 | 16675.35
2022043009 | 7 | 0.52301 | 52301 | 0.41727 | 21698.04 | 0.40079 | 35670.31 | 1 | 5000 | 21698.04 | 25602.96 | 0 | 0 | 10067.35 | 10067.35 | 0 | 8557.2475 | 0 | 0 | 0 | 8557.2475 | 0
2022043010 | 7 | 0.55364 | 55364 | 0.49843 | 25918.36 | 0.39525 | 35177.25 | 1 | 5000 | 25918.36 | 24445.64 | 0 | 0 | 10731.61 | 10731.61 | 0 | 17679.116 | 0 | 0 | 0 | 9121.8685 | 0
2022043011 | 7 | 0.57825 | 57825 | 0.52629 | 27367.08 | 0.33218 | 29564.02 | 1 | 5000 | 27367.08 | 25457.92 | 0 | 0 | 4106.1 | 4106.1 | 0 | 21169.301 | 0 | 0 | 0 | 3490.185 | 0
2022043012 | 7 | 0.59776 | 59776 | 0.4822 | 25074.4 | 0.46645 | 41514.05 | 1 | 5000 | 25074.4 | 29701.6 | 0 | 0 | 11812.45 | 11812.45 | 0 | 31209.8835 | 0 | 0 | 0 | 10040.5825 | 0
2022043013 | 7 | 0.61703 | 61703 | 0.39472 | 20525.44 | 0.66241 | 58954.49 | 1 | 5000 | 20525.44 | 36177.56 | 0 | 0 | 22776.93 | 22776.93 | 0 | 50570.274 | 0 | 0 | 0 | 19360.3905 | 0
2022043014 | 7 | 0.64105 | 64105 | 0.29117 | 15140.84 | 0.77789 | 69232.21 | 1 | 5000 | 15140.84 | 43964.16 | 0 | 0 | 25268.05 | 25268.05 | 0 | 72048.1165 | 0 | 0 | 0 | 21477.8425 | 0
2022043015 | 7 | 0.66435 | 66435 | 0.19766 | 10278.32 | 0.79807 | 71028.23 | 1 | 5000 | 10278.32 | 51156.68 | 0 | 0 | 19871.55 | 19871.55 | 0 | 88938.934 | 0 | 0 | 0 | 16890.8175 | 0
2022043016 | 7 | 0.68241 | 68241 | 0.16317 | 8484.84 | 0.81057 | 72140.73 | 1 | 5000 | 8484.84 | 54756.16 | 0 | 0 | 17384.57 | 17384.57 | 0 | 103715.8185 | 0 | 0 | 0 | 14776.8845 | 0
2022043017 | 7 | 0.69468 | 69468 | 0.15226 | 7917.52 | 0.81844 | 72841.16 | 1 | 5000 | 7917.52 | 56550.48 | 0 | 0 | 16290.68 | 16290.68 | 0 | 117562.8965 | 0 | 0 | 0 | 13847.078 | 0
2022043018 | 7 | 0.69415 | 69415 | 0.14978 | 7788.56 | 0.77604 | 69067.56 | 1 | 5000 | 7788.56 | 56626.44 | 0 | 0 | 12441.12 | 12441.12 | 0 | 128137.8485 | 0 | 0 | 0 | 10574.952 | 0
2022043019 | 7 | 0.67789 | 67789 | 0.16649 | 8657.48 | 0.6353 | 56541.7 | 1 | 5000 | 8657.48 | 54131.52 | 0 | 0 | 2410.18 | 2410.18 | 0 | 130186.5015 | 0 | 0 | 0 | 2048.653 | 0
2022043020 | 7 | 0.64981 | 64981 | 0.17503 | 9101.56 | 0.24075 | 21426.75 | 1 | 5000 | 9101.56 | 21426.75 | 0 | 0 | 0 | 0 | 29452.69 | 100733.8115 | 29452.69 | 0 | 0 | 0 | 0
2022043021 | 7 | 0.63158 | 63158 | 0.19868 | 10331.36 | 0.00711 | 632.79 | 1 | 5000 | 10331.36 | 632.79 | 0 | 0 | 0 | 0 | 47193.85 | 53539.9615 | 47193.85 | 0 | 0 | 0 | 0
2022043022 | 7 | 0.60688 | 60688 | 0.24687 | 12837.24 | 0 | 0 | 1 | 5000 | 12837.24 | 0 | 0 | 0 | 0 | 0 | 42850.76 | 10689.2015 | 42850.76 | 0 | 0 | 0 | 0
2022043023 | 7 | 0.57446 | 57446 | 0.28975 | 15067 | 0 | 0 | 1 | 5000 | 15067 | 0 | 0 | 0 | 0 | 0 | 37379 | 0 | 10689.2015 | 0 | 0 | 0 | 26689.7985
2022043024 | 7 | 0.54014 | 54014 | 0.31619 | 16441.88 | 0 | 0 | 1 | 5000 | 16441.88 | 0 | 0 | 0 | 0 | 0 | 32572.12 | 0 | 0 | 0 | 0 | 0 | 32572.12
2022050101 | 1 | 0.50863 | 50863 | 0.33912 | 17634.24 | 0 | 0 | 1 | 5000 | 17634.24 | 0 | 0 | 0 | 0 | 0 | 28228.76 | 0 | 0 | 0 | 0 | 0 | 28228.76
2022050102 | 1 | 0.48263 | 48263 | 0.36171 | 18808.92 | 0 | 0 | 1 | 5000 | 18808.92 | 0 | 0 | 0 | 0 | 0 | 24454.08 | 0 | 0 | 0 | 0 | 0 | 24454.08
2022050103 | 1 | 0.46571 | 46571 | 0.36032 | 18736.64 | 0 | 0 | 1 | 5000 | 18736.64 | 0 | 0 | 0 | 0 | 0 | 22834.36 | 0 | 0 | 0 | 0 | 0 | 22834.36
2022050104 | 1 | 0.45385 | 45385 | 0.36168 | 18807.36 | 0 | 0 | 1 | 5000 | 18807.36 | 0 | 0 | 0 | 0 | 0 | 21577.64 | 0 | 0 | 0 | 0 | 0 | 21577.64
2022050105 | 1 | 0.44576 | 44576 | 0.38296 | 19913.92 | 0 | 0 | 1 | 5000 | 19913.92 | 0 | 0 | 0 | 0 | 0 | 19662.08 | 0 | 0 | 0 | 0 | 0 | 19662.08
2022050106 | 1 | 0.44683 | 44683 | 0.41293 | 21472.36 | 0 | 0 | 1 | 5000 | 21472.36 | 0 | 0 | 0 | 0 | 0 | 18210.64 | 0 | 0 | 0 | 0 | 0 | 18210.64
2022050107 | 1 | 0.44839 | 44839 | 0.43859 | 22806.68 | 0.00052 | 46.28 | 1 | 5000 | 22806.68 | 46.28 | 0 | 0 | 0 | 0 | 16986.04 | 0 | 0 | 0 | 0 | 0 | 16986.04
2022050108 | 1 | 0.45644 | 45644 | 0.45012 | 23406.24 | 0.05215 | 4641.35 | 1 | 5000 | 23406.24 | 4641.35 | 0 | 0 | 0 | 0 | 12596.41 | 0 | 0 | 0 | 0 | 0 | 12596.41
2022050109 | 1 | 0.48353 | 48353 | 0.45195 | 23501.4 | 0.23439 | 20860.71 | 1 | 5000 | 23501.4 | 19851.6 | 0 | 0 | 1009.11 | 1009.11 | 0 | 857.7435 | 0 | 0 | 0 | 857.7435 | 0
2022050110 | 1 | 0.51859 | 51859 | 0.51105 | 26574.6 | 0.35857 | 31912.73 | 1 | 5000 | 26574.6 | 20284.4 | 0 | 0 | 11628.33 | 11628.33 | 0 | 10741.824 | 0 | 0 | 0 | 9884.0805 | 0
2022050111 | 1 | 0.5525 | 55250 | 0.56426 | 29341.52 | 0.41311 | 36766.79 | 1 | 5000 | 29341.52 | 20908.48 | 0 | 0 | 15858.31 | 15858.31 | 0 | 24221.3875 | 0 | 0 | 0 | 13479.5635 | 0
2022050112 | 1 | 0.58462 | 58462 | 0.58141 | 30233.32 | 0.42839 | 38126.71 | 1 | 5000 | 30233.32 | 23228.68 | 0 | 0 | 14898.03 | 14898.03 | 0 | 36884.713 | 0 | 0 | 0 | 12663.3255 | 0
2022050113 | 1 | 0.61311 | 61311 | 0.58985 | 30672.2 | 0.4589 | 40842.1 | 1 | 5000 | 30672.2 | 25638.8 | 0 | 0 | 15203.3 | 15203.3 | 0 | 49807.518 | 0 | 0 | 0 | 12922.805 | 0
2022050114 | 1 | 0.63949 | 63949 | 0.59592 | 30987.84 | 0.494 | 43966 | 1 | 5000 | 30987.84 | 27961.16 | 0 | 0 | 16004.84 | 16004.84 | 0 | 63411.632 | 0 | 0 | 0 | 13604.114 | 0
2022050115 | 1 | 0.66247 | 66247 | 0.59498 | 30938.96 | 0.50894 | 45295.66 | 1 | 5000 | 30938.96 | 30308.04 | 0 | 0 | 14987.62 | 14987.62 | 0 | 76151.109 | 0 | 0 | 0 | 12739.477 | 0
2022050116 | 1 | 0.68396 | 68396 | 0.60573 | 31497.96 | 0.45875 | 40828.75 | 1 | 5000 | 31497.96 | 31898.04 | 0 | 0 | 8930.71 | 8930.71 | 0 | 83742.2125 | 0 | 0 | 0 | 7591.1035 | 0
2022050117 | 1 | 0.69748 | 69748 | 0.62229 | 32359.08 | 0.40394 | 35950.66 | 1 | 5000 | 32359.08 | 32388.92 | 0 | 0 | 3561.74 | 3561.74 | 0 | 86769.6915 | 0 | 0 | 0 | 3027.479 | 0
2022050118 | 1 | 0.70219 | 70219 | 0.636 | 33072 | 0.27683 | 24637.87 | 1 | 5000 | 33072 | 24637.87 | 0 | 0 | 0 | 0 | 7509.13 | 79260.5615 | 7509.13 | 0 | 0 | 0 | 0
2022050119 | 1 | 0.69364 | 69364 | 0.63415 | 32975.8 | 0.20501 | 18245.89 | 1 | 5000 | 32975.8 | 18245.89 | 0 | 0 | 0 | 0 | 13142.31 | 66118.2515 | 13142.31 | 0 | 0 | 0 | 0
2022050120 | 1 | 0.67278 | 67278 | 0.62218 | 32353.36 | 0.08256 | 7347.84 | 1 | 5000 | 32353.36 | 7347.84 | 0 | 0 | 0 | 0 | 22576.8 | 43541.4515 | 22576.8 | 0 | 0 | 0 | 0
2022050121 | 1 | 0.66543 | 66543 | 0.58456 | 30397.12 | 0.00448 | 398.72 | 1 | 5000 | 30397.12 | 398.72 | 0 | 0 | 0 | 0 | 30747.16 | 12794.2915 | 30747.16 | 0 | 0 | 0 | 0
2022050122 | 1 | 0.64592 | 64592 | 0.56333 | 29293.16 | 0 | 0 | 1 | 5000 | 29293.16 | 0 | 0 | 0 | 0 | 0 | 30298.84 | 0 | 12794.2915 | 0 | 0 | 0 | 17504.5485
2022050123 | 1 | 0.61191 | 61191 | 0.60337 | 31375.24 | 0 | 0 | 1 | 5000 | 31375.24 | 0 | 0 | 0 | 0 | 0 | 24815.76 | 0 | 0 | 0 | 0 | 0 | 24815.76
2022050124 | 1 | 0.57173 | 57173 | 0.63396 | 32965.92 | 0 | 0 | 1 | 5000 | 32965.92 | 0 | 0 | 0 | 0 | 0 | 19207.08 | 0 | 0 | 0 | 0 | 0 | 19207.08
2022050201 | 2 | 0.53584 | 53584 | 0.62607 | 32555.64 | 0 | 0 | 1 | 5000 | 32555.64 | 0 | 0 | 0 | 0 | 0 | 16028.36 | 0 | 0 | 0 | 0 | 0 | 16028.36
2022050202 | 2 | 0.51276 | 51276 | 0.60738 | 31583.76 | 0 | 0 | 1 | 5000 | 31583.76 | 0 | 0 | 0 | 0 | 0 | 14692.24 | 0 | 0 | 0 | 0 | 0 | 14692.24
2022050203 | 2 | 0.49793 | 49793 | 0.61336 | 31894.72 | 0 | 0 | 1 | 5000 | 31894.72 | 0 | 0 | 0 | 0 | 0 | 12898.28 | 0 | 0 | 0 | 0 | 0 | 12898.28
2022050204 | 2 | 0.48752 | 48752 | 0.61619 | 32041.88 | 0 | 0 | 1 | 5000 | 32041.88 | 0 | 0 | 0 | 0 | 0 | 11710.12 | 0 | 0 | 0 | 0 | 0 | 11710.12
2022050205 | 2 | 0.49019 | 49019 | 0.60091 | 31247.32 | 0 | 0 | 1 | 5000 | 31247.32 | 0 | 0 | 0 | 0 | 0 | 12771.68 | 0 | 0 | 0 | 0 | 0 | 12771.68
2022050206 | 2 | 0.50521 | 50521 | 0.62839 | 32676.28 | 0 | 0 | 1 | 5000 | 32676.28 | 0 | 0 | 0 | 0 | 0 | 12844.72 | 0 | 0 | 0 | 0 | 0 | 12844.72
2022050207 | 2 | 0.53843 | 53843 | 0.65676 | 34151.52 | 0 | 0 | 1 | 5000 | 34151.52 | 0 | 0 | 0 | 0 | 0 | 14691.48 | 0 | 0 | 0 | 0 | 0 | 14691.48
2022050208 | 2 | 0.55632 | 55632 | 0.66559 | 34610.68 | 0.04372 | 3891.08 | 1 | 5000 | 34610.68 | 3891.08 | 0 | 0 | 0 | 0 | 12130.24 | 0 | 0 | 0 | 0 | 0 | 12130.24
2022050209 | 2 | 0.57218 | 57218 | 0.62982 | 32750.64 | 0.25709 | 22881.01 | 1 | 5000 | 32750.64 | 19467.36 | 0 | 0 | 3413.65 | 3413.65 | 0 | 2901.6025 | 0 | 0 | 0 | 2901.6025 | 0
2022050210 | 2 | 0.59524 | 59524 | 0.63355 | 32944.6 | 0.34114 | 30361.46 | 1 | 5000 | 32944.6 | 21579.4 | 0 | 0 | 8782.06 | 8782.06 | 0 | 10366.3535 | 0 | 0 | 0 | 7464.751 | 0
2022050211 | 2 | 0.62604 | 62604 | 0.63454 | 32996.08 | 0.37791 | 33633.99 | 1 | 5000 | 32996.08 | 24607.92 | 0 | 0 | 9026.07 | 9026.07 | 0 | 18038.513 | 0 | 0 | 0 | 7672.1595 | 0
2022050212 | 2 | 0.653 | 65300 | 0.63313 | 32922.76 | 0.39572 | 35219.08 | 1 | 5000 | 32922.76 | 27377.24 | 0 | 0 | 7841.84 | 7841.84 | 0 | 24704.077 | 0 | 0 | 0 | 6665.564 | 0
2022050213 | 2 | 0.67969 | 67969 | 0.61688 | 32077.76 | 0.45751 | 40718.39 | 1 | 5000 | 32077.76 | 30891.24 | 0 | 0 | 9827.15 | 9827.15 | 0 | 33057.1545 | 0 | 0 | 0 | 8353.0775 | 0
2022050214 | 2 | 0.70216 | 70216 | 0.57865 | 30089.8 | 0.62923 | 56001.47 | 1 | 5000 | 30089.8 | 35126.2 | 0 | 0 | 20875.27 | 20875.27 | 0 | 50801.134 | 0 | 0 | 0 | 17743.9795 | 0
2022050215 | 2 | 0.71305 | 71305 | 0.54844 | 28518.88 | 0.66734 | 59393.26 | 1 | 5000 | 28518.88 | 37786.12 | 0 | 0 | 21607.14 | 21607.14 | 0 | 69167.203 | 0 | 0 | 0 | 18366.069 | 0
2022050216 | 2 | 0.71924 | 71924 | 0.53451 | 27794.52 | 0.68964 | 61377.96 | 1 | 5000 | 27794.52 | 39129.48 | 0 | 0 | 22248.48 | 22248.48 | 0 | 88078.411 | 0 | 0 | 0 | 18911.208 | 0
2022050217 | 2 | 0.72743 | 72743 | 0.53648 | 27896.96 | 0.68221 | 60716.69 | 1 | 5000 | 27896.96 | 39846.04 | 0 | 0 | 20870.65 | 20870.65 | 0 | 105818.4635 | 0 | 0 | 0 | 17740.0525 | 0
2022050218 | 2 | 0.73209 | 73209 | 0.5317 | 27648.4 | 0.67582 | 60147.98 | 1 | 5000 | 27648.4 | 40560.6 | 0 | 0 | 19587.38 | 19587.38 | 0 | 122467.7365 | 0 | 0 | 0 | 16649.273 | 0
2022050219 | 2 | 0.72245 | 72245 | 0.53682 | 27914.64 | 0.5797 | 51593.3 | 1 | 5000 | 27914.64 | 39330.36 | 0 | 0 | 12262.94 | 12262.94 | 0 | 132891.2355 | 0 | 0 | 0 | 10423.499 | 0
2022050220 | 2 | 0.69886 | 69886 | 0.50965 | 26501.8 | 0.23934 | 21301.26 | 1 | 5000 | 26501.8 | 21301.26 | 0 | 0 | 0 | 0 | 17082.94 | 115808.2955 | 17082.94 | 0 | 0 | 0 | 0
2022050221 | 2 | 0.68284 | 68284 | 0.47634 | 24769.68 | 0.00888 | 790.32 | 1 | 5000 | 24769.68 | 790.32 | 0 | 0 | 0 | 0 | 37724 | 78084.2955 | 37724 | 0 | 0 | 0 | 0
2022050222 | 2 | 0.6687 | 66870 | 0.49396 | 25685.92 | 0 | 0 | 1 | 5000 | 25685.92 | 0 | 0 | 0 | 0 | 0 | 36184.08 | 41900.2155 | 36184.08 | 0 | 0 | 0 | 0
2022050223 | 2 | 0.63067 | 63067 | 0.55812 | 29022.24 | 0 | 0 | 1 | 5000 | 29022.24 | 0 | 0 | 0 | 0 | 0 | 29044.76 | 12855.4555 | 29044.76 | 0 | 0 | 0 | 0
2022050224 | 2 | 0.59053 | 59053 | 0.62222 | 32355.44 | 0 | 0 | 1 | 5000 | 32355.44 | 0 | 0 | 0 | 0 | 0 | 21697.56 | 0 | 12855.4555 | 0 | 0 | 0 | 8842.1045
2022050301 | 3 | 0.55818 | 55818 | 0.6331 | 32921.2 | 0 | 0 | 1 | 5000 | 32921.2 | 0 | 0 | 0 | 0 | 0 | 17896.8 | 0 | 0 | 0 | 0 | 0 | 17896.8
2022050302 | 3 | 0.53052 | 53052 | 0.62304 | 32398.08 | 0 | 0 | 1 | 5000 | 32398.08 | 0 | 0 | 0 | 0 | 0 | 15653.92 | 0 | 0 | 0 | 0 | 0 | 15653.92
2022050303 | 3 | 0.50887 | 50887 | 0.60882 | 31658.64 | 0 | 0 | 1 | 5000 | 31658.64 | 0 | 0 | 0 | 0 | 0 | 14228.36 | 0 | 0 | 0 | 0 | 0 | 14228.36
2022050304 | 3 | 0.49745 | 49745 | 0.5743 | 29863.6 | 0 | 0 | 1 | 5000 | 29863.6 | 0 | 0 | 0 | 0 | 0 | 14881.4 | 0 | 0 | 0 | 0 | 0 | 14881.4
2022050305 | 3 | 0.4975 | 49750 | 0.51349 | 26701.48 | 0 | 0 | 1 | 5000 | 26701.48 | 0 | 0 | 0 | 0 | 0 | 18048.52 | 0 | 0 | 0 | 0 | 0 | 18048.52
2022050306 | 3 | 0.51069 | 51069 | 0.47625 | 24765 | 0 | 0 | 1 | 5000 | 24765 | 0 | 0 | 0 | 0 | 0 | 21304 | 0 | 0 | 0 | 0 | 0 | 21304
2022050307 | 3 | 0.53921 | 53921 | 0.45268 | 23539.36 | 8e-05 | 7.12 | 1 | 5000 | 23539.36 | 7.12 | 0 | 0 | 0 | 0 | 25374.52 | 0 | 0 | 0 | 0 | 0 | 25374.52
2022050308 | 3 | 0.54943 | 54943 | 0.43031 | 22376.12 | 0.04889 | 4351.21 | 1 | 5000 | 22376.12 | 4351.21 | 0 | 0 | 0 | 0 | 23215.67 | 0 | 0 | 0 | 0 | 0 | 23215.67
2022050309 | 3 | 0.55966 | 55966 | 0.41438 | 21547.76 | 0.27774 | 24718.86 | 1 | 5000 | 21547.76 | 24718.86 | 0 | 0 | 0 | 0 | 4699.38 | 0 | 0 | 0 | 0 | 0 | 4699.38
2022050310 | 3 | 0.57177 | 57177 | 0.34732 | 18060.64 | 0.39924 | 35532.36 | 1 | 5000 | 18060.64 | 34116.36 | 0 | 0 | 1416 | 1416 | 0 | 1203.6 | 0 | 0 | 0 | 1203.6 | 0
2022050311 | 3 | 0.58435 | 58435 | 0.25855 | 13444.6 | 0.44975 | 40027.75 | 1 | 5000 | 13444.6 | 39990.4 | 0 | 0 | 37.35 | 37.35 | 0 | 1235.3475 | 0 | 0 | 0 | 31.7475 | 0
2022050312 | 3 | 0.59983 | 59983 | 0.19987 | 10393.24 | 0.56149 | 49972.61 | 1 | 5000 | 10393.24 | 44589.76 | 0 | 0 | 5382.85 | 5382.85 | 0 | 5810.77 | 0 | 0 | 0 | 4575.4225 | 0
2022050313 | 3 | 0.61514 | 61514 | 0.16078 | 8360.56 | 0.62879 | 55962.31 | 1 | 5000 | 8360.56 | 48153.44 | 0 | 0 | 7808.87 | 7808.87 | 0 | 12448.3095 | 0 | 0 | 0 | 6637.5395 | 0
2022050314 | 3 | 0.63099 | 63099 | 0.14446 | 7511.92 | 0.66901 | 59541.89 | 1 | 5000 | 7511.92 | 50587.08 | 0 | 0 | 8954.81 | 8954.81 | 0 | 20059.898 | 0 | 0 | 0 | 7611.5885 | 0
2022050315 | 3 | 0.64512 | 64512 | 0.14452 | 7515.04 | 0.66909 | 59549.01 | 1 | 5000 | 7515.04 | 51996.96 | 0 | 0 | 7552.05 | 7552.05 | 0 | 26479.1405 | 0 | 0 | 0 | 6419.2425 | 0
2022050316 | 3 | 0.65967 | 65967 | 0.15044 | 7822.88 | 0.62661 | 55768.29 | 1 | 5000 | 7822.88 | 53144.12 | 0 | 0 | 2624.17 | 2624.17 | 0 | 28709.685 | 0 | 0 | 0 | 2230.5445 | 0
2022050317 | 3 | 0.67415 | 67415 | 0.18519 | 9629.88 | 0.54882 | 48844.98 | 1 | 5000 | 9629.88 | 48844.98 | 0 | 0 | 0 | 0 | 3940.14 | 24769.545 | 3940.14 | 0 | 0 | 0 | 0
2022050318 | 3 | 0.67678 | 67678 | 0.23239 | 12084.28 | 0.38972 | 34685.08 | 1 | 5000 | 12084.28 | 34685.08 | 0 | 0 | 0 | 0 | 15908.64 | 8860.905 | 15908.64 | 0 | 0 | 0 | 0
2022050319 | 3 | 0.66436 | 66436 | 0.26658 | 13862.16 | 0.21437 | 19078.93 | 1 | 5000 | 13862.16 | 19078.93 | 0 | 0 | 0 | 0 | 28494.91 | 0 | 8860.905 | 0 | 0 | 0 | 19634.005
2022050320 | 3 | 0.64747 | 64747 | 0.29656 | 15421.12 | 0.06538 | 5818.82 | 1 | 5000 | 15421.12 | 5818.82 | 0 | 0 | 0 | 0 | 38507.06 | 0 | 0 | 0 | 0 | 0 | 38507.06
2022050321 | 3 | 0.64221 | 64221 | 0.32015 | 16647.8 | 0.00368 | 327.52 | 1 | 5000 | 16647.8 | 327.52 | 0 | 0 | 0 | 0 | 42245.68 | 0 | 0 | 0 | 0 | 0 | 42245.68
2022050322 | 3 | 0.62139 | 62139 | 0.33902 | 17629.04 | 0.00241 | 214.49 | 1 | 5000 | 17629.04 | 214.49 | 0 | 0 | 0 | 0 | 39295.47 | 0 | 0 | 0 | 0 | 0 | 39295.47
2022050323 | 3 | 0.58665 | 58665 | 0.36487 | 18973.24 | 0.00241 | 214.49 | 1 | 5000 | 18973.24 | 214.49 | 0 | 0 | 0 | 0 | 34477.27 | 0 | 0 | 0 | 0 | 0 | 34477.27
2022050324 | 3 | 0.5457 | 54570 | 0.37302 | 19397.04 | 0.0002 | 17.8 | 1 | 5000 | 19397.04 | 17.8 | 0 | 0 | 0 | 0 | 30155.16 | 0 | 0 | 0 | 0 | 0 | 30155.16
2022050401 | 4 | 0.51324 | 51324 | 0.37707 | 19607.64 | 0 | 0 | 1 | 5000 | 19607.64 | 0 | 0 | 0 | 0 | 0 | 26716.36 | 0 | 0 | 0 | 0 | 0 | 26716.36
2022050402 | 4 | 0.49309 | 49309 | 0.39989 | 20794.28 | 0 | 0 | 1 | 5000 | 20794.28 | 0 | 0 | 0 | 0 | 0 | 23514.72 | 0 | 0 | 0 | 0 | 0 | 23514.72
2022050403 | 4 | 0.48072 | 48072 | 0.40668 | 21147.36 | 0 | 0 | 1 | 5000 | 21147.36 | 0 | 0 | 0 | 0 | 0 | 21924.64 | 0 | 0 | 0 | 0 | 0 | 21924.64
2022050404 | 4 | 0.47501 | 47501 | 0.38766 | 20158.32 | 0 | 0 | 1 | 5000 | 20158.32 | 0 | 0 | 0 | 0 | 0 | 22342.68 | 0 | 0 | 0 | 0 | 0 | 22342.68
2022050405 | 4 | 0.47762 | 47762 | 0.37483 | 19491.16 | 0 | 0 | 1 | 5000 | 19491.16 | 0 | 0 | 0 | 0 | 0 | 23270.84 | 0 | 0 | 0 | 0 | 0 | 23270.84
2022050406 | 4 | 0.49692 | 49692 | 0.36449 | 18953.48 | 0 | 0 | 1 | 5000 | 18953.48 | 0 | 0 | 0 | 0 | 0 | 25738.52 | 0 | 0 | 0 | 0 | 0 | 25738.52
2022050407 | 4 | 0.5296 | 52960 | 0.35896 | 18665.92 | 0.0001 | 8.9 | 1 | 5000 | 18665.92 | 8.9 | 0 | 0 | 0 | 0 | 29285.18 | 0 | 0 | 0 | 0 | 0 | 29285.18
2022050408 | 4 | 0.54461 | 54461 | 0.34029 | 17695.08 | 0.02063 | 1836.07 | 1 | 5000 | 17695.08 | 1836.07 | 0 | 0 | 0 | 0 | 29929.85 | 0 | 0 | 0 | 0 | 0 | 29929.85
2022050409 | 4 | 0.55838 | 55838 | 0.35444 | 18430.88 | 0.13909 | 12379.01 | 1 | 5000 | 18430.88 | 12379.01 | 0 | 0 | 0 | 0 | 20028.11 | 0 | 0 | 0 | 0 | 0 | 20028.11
2022050410 | 4 | 0.57869 | 57869 | 0.37063 | 19272.76 | 0.31755 | 28261.95 | 1 | 5000 | 19272.76 | 28261.95 | 0 | 0 | 0 | 0 | 5334.29 | 0 | 0 | 0 | 0 | 0 | 5334.29
2022050411 | 4 | 0.60507 | 60507 | 0.40557 | 21089.64 | 0.44845 | 39912.05 | 1 | 5000 | 21089.64 | 34417.36 | 0 | 0 | 5494.69 | 5494.69 | 0 | 4670.4865 | 0 | 0 | 0 | 4670.4865 | 0
2022050412 | 4 | 0.63347 | 63347 | 0.44934 | 23365.68 | 0.47599 | 42363.11 | 1 | 5000 | 23365.68 | 34981.32 | 0 | 0 | 7381.79 | 7381.79 | 0 | 10945.008 | 0 | 0 | 0 | 6274.5215 | 0
2022050413 | 4 | 0.66077 | 66077 | 0.49012 | 25486.24 | 0.5644 | 50231.6 | 1 | 5000 | 25486.24 | 35590.76 | 0 | 0 | 14640.84 | 14640.84 | 0 | 23389.722 | 0 | 0 | 0 | 12444.714 | 0
2022050414 | 4 | 0.68647 | 68647 | 0.50653 | 26339.56 | 0.58858 | 52383.62 | 1 | 5000 | 26339.56 | 37307.44 | 0 | 0 | 15076.18 | 15076.18 | 0 | 36204.475 | 0 | 0 | 0 | 12814.753 | 0
2022050415 | 4 | 0.71163 | 71163 | 0.51931 | 27004.12 | 0.58311 | 51896.79 | 1 | 5000 | 27004.12 | 39158.88 | 0 | 0 | 12737.91 | 12737.91 | 0 | 47031.6985 | 0 | 0 | 0 | 10827.2235 | 0
2022050416 | 4 | 0.7277 | 72770 | 0.54521 | 28350.92 | 0.57268 | 50968.52 | 1 | 5000 | 28350.92 | 39419.08 | 0 | 0 | 11549.44 | 11549.44 | 0 | 56848.7225 | 0 | 0 | 0 | 9817.024 | 0
2022050417 | 4 | 0.73733 | 73733 | 0.56006 | 29123.12 | 0.44384 | 39501.76 | 1 | 5000 | 29123.12 | 39501.76 | 0 | 0 | 0 | 0 | 108.12 | 56740.6025 | 108.12 | 0 | 0 | 0 | 0
2022050418 | 4 | 0.73865 | 73865 | 0.58005 | 30162.6 | 0.37571 | 33438.19 | 1 | 5000 | 30162.6 | 33438.19 | 0 | 0 | 0 | 0 | 5264.21 | 51476.3925 | 5264.21 | 0 | 0 | 0 | 0
2022050419 | 4 | 0.72452 | 72452 | 0.61083 | 31763.16 | 0.2978 | 26504.2 | 1 | 5000 | 31763.16 | 26504.2 | 0 | 0 | 0 | 0 | 9184.64 | 42291.7525 | 9184.64 | 0 | 0 | 0 | 0
2022050420 | 4 | 0.70257 | 70257 | 0.61396 | 31925.92 | 0.11885 | 10577.65 | 1 | 5000 | 31925.92 | 10577.65 | 0 | 0 | 0 | 0 | 22753.43 | 19538.3225 | 22753.43 | 0 | 0 | 0 | 0
2022050421 | 4 | 0.69122 | 69122 | 0.58658 | 30502.16 | 0.00755 | 671.95 | 1 | 5000 | 30502.16 | 671.95 | 0 | 0 | 0 | 0 | 32947.89 | 0 | 19538.3225 | 0 | 0 | 0 | 13409.5675
2022050422 | 4 | 0.67271 | 67271 | 0.60751 | 31590.52 | 0 | 0 | 1 | 5000 | 31590.52 | 0 | 0 | 0 | 0 | 0 | 30680.48 | 0 | 0 | 0 | 0 | 0 | 30680.48
2022050423 | 4 | 0.63768 | 63768 | 0.5907 | 30716.4 | 0 | 0 | 1 | 5000 | 30716.4 | 0 | 0 | 0 | 0 | 0 | 28051.6 | 0 | 0 | 0 | 0 | 0 | 28051.6
2022050424 | 4 | 0.59452 | 59452 | 0.59511 | 30945.72 | 0 | 0 | 1 | 5000 | 30945.72 | 0 | 0 | 0 | 0 | 0 | 23506.28 | 0 | 0 | 0 | 0 | 0 | 23506.28
2022050501 | 5 | 0.55927 | 55927 | 0.58186 | 30256.72 | 0 | 0 | 1 | 5000 | 30256.72 | 0 | 0 | 0 | 0 | 0 | 20670.28 | 0 | 0 | 0 | 0 | 0 | 20670.28
2022050502 | 5 | 0.53414 | 53414 | 0.59988 | 31193.76 | 0 | 0 | 1 | 5000 | 31193.76 | 0 | 0 | 0 | 0 | 0 | 17220.24 | 0 | 0 | 0 | 0 | 0 | 17220.24
2022050503 | 5 | 0.51665 | 51665 | 0.60291 | 31351.32 | 0 | 0 | 1 | 5000 | 31351.32 | 0 | 0 | 0 | 0 | 0 | 15313.68 | 0 | 0 | 0 | 0 | 0 | 15313.68
2022050504 | 5 | 0.50722 | 50722 | 0.59284 | 30827.68 | 0 | 0 | 1 | 5000 | 30827.68 | 0 | 0 | 0 | 0 | 0 | 14894.32 | 0 | 0 | 0 | 0 | 0 | 14894.32
2022050505 | 5 | 0.50797 | 50797 | 0.56607 | 29435.64 | 0 | 0 | 1 | 5000 | 29435.64 | 0 | 0 | 0 | 0 | 0 | 16361.36 | 0 | 0 | 0 | 0 | 0 | 16361.36
2022050506 | 5 | 0.52719 | 52719 | 0.4919 | 25578.8 | 0 | 0 | 1 | 5000 | 25578.8 | 0 | 0 | 0 | 0 | 0 | 22140.2 | 0 | 0 | 0 | 0 | 0 | 22140.2
2022050507 | 5 | 0.55758 | 55758 | 0.45925 | 23881 | 0.00013 | 11.57 | 1 | 5000 | 23881 | 11.57 | 0 | 0 | 0 | 0 | 26865.43 | 0 | 0 | 0 | 0 | 0 | 26865.43
2022050508 | 5 | 0.57157 | 57157 | 0.44239 | 23004.28 | 0.04245 | 3778.05 | 1 | 5000 | 23004.28 | 3778.05 | 0 | 0 | 0 | 0 | 25374.67 | 0 | 0 | 0 | 0 | 0 | 25374.67
2022050509 | 5 | 0.5862 | 58620 | 0.44541 | 23161.32 | 0.25972 | 23115.08 | 1 | 5000 | 23161.32 | 23115.08 | 0 | 0 | 0 | 0 | 7343.6 | 0 | 0 | 0 | 0 | 0 | 7343.6
2022050510 | 5 | 0.60415 | 60415 | 0.47524 | 24712.48 | 0.42443 | 37774.27 | 1 | 5000 | 24712.48 | 30702.52 | 0 | 0 | 7071.75 | 7071.75 | 0 | 6010.9875 | 0 | 0 | 0 | 6010.9875 | 0
2022050511 | 5 | 0.63221 | 63221 | 0.49551 | 25766.52 | 0.5524 | 49163.6 | 1 | 5000 | 25766.52 | 32454.48 | 0 | 0 | 16709.12 | 16709.12 | 0 | 20213.7395 | 0 | 0 | 0 | 14202.752 | 0
2022050512 | 5 | 0.65007 | 65007 | 0.45704 | 23766.08 | 0.59827 | 53246.03 | 1 | 5000 | 23766.08 | 36240.92 | 0 | 0 | 17005.11 | 17005.11 | 0 | 34668.083 | 0 | 0 | 0 | 14454.3435 | 0
2022050513 | 5 | 0.66764 | 66764 | 0.43403 | 22569.56 | 0.61887 | 55079.43 | 1 | 5000 | 22569.56 | 39194.44 | 0 | 0 | 15884.99 | 15884.99 | 0 | 48170.3245 | 0 | 0 | 0 | 13502.2415 | 0
2022050514 | 5 | 0.67788 | 67788 | 0.42446 | 22071.92 | 0.61092 | 54371.88 | 1 | 5000 | 22071.92 | 40716.08 | 0 | 0 | 13655.8 | 13655.8 | 0 | 59777.7545 | 0 | 0 | 0 | 11607.43 | 0
2022050515 | 5 | 0.67952 | 67952 | 0.40656 | 21141.12 | 0.60516 | 53859.24 | 1 | 5000 | 21141.12 | 41810.88 | 0 | 0 | 12048.36 | 12048.36 | 0 | 70018.8605 | 0 | 0 | 0 | 10241.106 | 0
2022050516 | 5 | 0.68028 | 68028 | 0.39912 | 20754.24 | 0.60485 | 53831.65 | 1 | 5000 | 20754.24 | 42273.76 | 0 | 0 | 11557.89 | 11557.89 | 0 | 79843.067 | 0 | 0 | 0 | 9824.2065 | 0
2022050517 | 5 | 0.69149 | 69149 | 0.41066 | 21354.32 | 0.56587 | 50362.43 | 1 | 5000 | 21354.32 | 42794.68 | 0 | 0 | 7567.75 | 7567.75 | 0 | 86275.6545 | 0 | 0 | 0 | 6432.5875 | 0
2022050518 | 5 | 0.69113 | 69113 | 0.40184 | 20895.68 | 0.54505 | 48509.45 | 1 | 5000 | 20895.68 | 43217.32 | 0 | 0 | 5292.13 | 5292.13 | 0 | 90773.965 | 0 | 0 | 0 | 4498.3105 | 0
2022050519 | 5 | 0.67827 | 67827 | 0.34116 | 17740.32 | 0.56365 | 50164.85 | 1 | 5000 | 17740.32 | 45086.68 | 0 | 0 | 5078.17 | 5078.17 | 0 | 95090.4095 | 0 | 0 | 0 | 4316.4445 | 0
2022050520 | 5 | 0.65302 | 65302 | 0.23346 | 12139.92 | 0.25728 | 22897.92 | 1 | 5000 | 12139.92 | 22897.92 | 0 | 0 | 0 | 0 | 25264.16 | 69826.2495 | 25264.16 | 0 | 0 | 0 | 0
2022050521 | 5 | 0.63112 | 63112 | 0.13708 | 7128.16 | 0.01078 | 959.42 | 1 | 5000 | 7128.16 | 959.42 | 0 | 0 | 0 | 0 | 50024.42 | 19801.8295 | 50024.42 | 0 | 0 | 0 | 0
2022050522 | 5 | 0.60574 | 60574 | 0.11516 | 5988.32 | 0 | 0 | 1 | 5000 | 5988.32 | 0 | 0 | 0 | 0 | 0 | 49585.68 | 0 | 19801.8295 | 0 | 0 | 0 | 29783.8505
2022050523 | 5 | 0.56587 | 56587 | 0.11419 | 5937.88 | 0 | 0 | 1 | 5000 | 5937.88 | 0 | 0 | 0 | 0 | 0 | 45649.12 | 0 | 0 | 0 | 0 | 0 | 45649.12
2022050524 | 5 | 0.52431 | 52431 | 0.13614 | 7079.28 | 0 | 0 | 1 | 5000 | 7079.28 | 0 | 0 | 0 | 0 | 0 | 40351.72 | 0 | 0 | 0 | 0 | 0 | 40351.72
2022050601 | 6 | 0.49139 | 49139 | 0.18087 | 9405.24 | 0 | 0 | 1 | 5000 | 9405.24 | 0 | 0 | 0 | 0 | 0 | 34733.76 | 0 | 0 | 0 | 0 | 0 | 34733.76
2022050602 | 6 | 0.46902 | 46902 | 0.2324 | 12084.8 | 0 | 0 | 1 | 5000 | 12084.8 | 0 | 0 | 0 | 0 | 0 | 29817.2 | 0 | 0 | 0 | 0 | 0 | 29817.2
2022050603 | 6 | 0.45872 | 45872 | 0.31305 | 16278.6 | 0 | 0 | 1 | 5000 | 16278.6 | 0 | 0 | 0 | 0 | 0 | 24593.4 | 0 | 0 | 0 | 0 | 0 | 24593.4
2022050604 | 6 | 0.45081 | 45081 | 0.3373 | 17539.6 | 0 | 0 | 1 | 5000 | 17539.6 | 0 | 0 | 0 | 0 | 0 | 22541.4 | 0 | 0 | 0 | 0 | 0 | 22541.4
2022050605 | 6 | 0.45192 | 45192 | 0.33449 | 17393.48 | 0 | 0 | 1 | 5000 | 17393.48 | 0 | 0 | 0 | 0 | 0 | 22798.52 | 0 | 0 | 0 | 0 | 0 | 22798.52
2022050606 | 6 | 0.4664 | 46640 | 0.31893 | 16584.36 | 0 | 0 | 1 | 5000 | 16584.36 | 0 | 0 | 0 | 0 | 0 | 25055.64 | 0 | 0 | 0 | 0 | 0 | 25055.64
2022050607 | 6 | 0.49392 | 49392 | 0.28013 | 14566.76 | 0.00134 | 119.26 | 1 | 5000 | 14566.76 | 119.26 | 0 | 0 | 0 | 0 | 29705.98 | 0 | 0 | 0 | 0 | 0 | 29705.98
2022050608 | 6 | 0.51099 | 51099 | 0.22143 | 11514.36 | 0.14325 | 12749.25 | 1 | 5000 | 11514.36 | 12749.25 | 0 | 0 | 0 | 0 | 21835.39 | 0 | 0 | 0 | 0 | 0 | 21835.39
2022050609 | 6 | 0.53028 | 53028 | 0.17113 | 8898.76 | 0.56588 | 50363.32 | 1 | 5000 | 8898.76 | 39129.24 | 0 | 0 | 11234.08 | 11234.08 | 0 | 9548.968 | 0 | 0 | 0 | 9548.968 | 0
2022050610 | 6 | 0.55383 | 55383 | 0.17219 | 8953.88 | 0.73426 | 65349.14 | 1 | 5000 | 8953.88 | 41429.12 | 0 | 0 | 23920.02 | 23920.02 | 0 | 29880.985 | 0 | 0 | 0 | 20332.017 | 0
2022050611 | 6 | 0.58538 | 58538 | 0.19524 | 10152.48 | 0.76672 | 68238.08 | 1 | 5000 | 10152.48 | 43385.52 | 0 | 0 | 24852.56 | 24852.56 | 0 | 51005.661 | 0 | 0 | 0 | 21124.676 | 0
2022050612 | 6 | 0.62131 | 62131 | 0.1946 | 10119.2 | 0.78082 | 69492.98 | 1 | 5000 | 10119.2 | 47011.8 | 0 | 0 | 22481.18 | 22481.18 | 0 | 70114.664 | 0 | 0 | 0 | 19109.003 | 0
2022050613 | 6 | 0.65871 | 65871 | 0.17436 | 9066.72 | 0.78099 | 69508.11 | 1 | 5000 | 9066.72 | 51804.28 | 0 | 0 | 17703.83 | 17703.83 | 0 | 85162.9195 | 0 | 0 | 0 | 15048.2555 | 0
2022050614 | 6 | 0.69664 | 69664 | 0.15847 | 8240.44 | 0.77851 | 69287.39 | 1 | 5000 | 8240.44 | 56423.56 | 0 | 0 | 12863.83 | 12863.83 | 0 | 96097.175 | 0 | 0 | 0 | 10934.2555 | 0
2022050615 | 6 | 0.73088 | 73088 | 0.18195 | 9461.4 | 0.77481 | 68958.09 | 1 | 5000 | 9461.4 | 58626.6 | 0 | 0 | 10331.49 | 10331.49 | 0 | 104878.9415 | 0 | 0 | 0 | 8781.7665 | 0
2022050616 | 6 | 0.75858 | 75858 | 0.19714 | 10251.28 | 0.76571 | 68148.19 | 1 | 5000 | 10251.28 | 60606.72 | 0 | 0 | 7541.47 | 7541.47 | 0 | 111289.191 | 0 | 0 | 0 | 6410.2495 | 0
2022050617 | 6 | 0.77959 | 77959 | 0.21491 | 11175.32 | 0.74599 | 66393.11 | 1 | 5000 | 11175.32 | 61783.68 | 0 | 0 | 4609.43 | 4609.43 | 0 | 115207.2065 | 0 | 0 | 0 | 3918.0155 | 0
2022050618 | 6 | 0.78639 | 78639 | 0.22473 | 11685.96 | 0.73064 | 65026.96 | 1 | 5000 | 11685.96 | 61953.04 | 0 | 0 | 3073.92 | 3073.92 | 0 | 117820.0385 | 0 | 0 | 0 | 2612.832 | 0
2022050619 | 6 | 0.76229 | 76229 | 0.24275 | 12623 | 0.55275 | 49194.75 | 1 | 5000 | 12623 | 49194.75 | 0 | 0 | 0 | 0 | 9411.25 | 108408.7885 | 9411.25 | 0 | 0 | 0 | 0
2022050620 | 6 | 0.72958 | 72958 | 0.25844 | 13438.88 | 0.20067 | 17859.63 | 1 | 5000 | 13438.88 | 17859.63 | 0 | 0 | 0 | 0 | 36659.49 | 71749.2985 | 36659.49 | 0 | 0 | 0 | 0
2022050621 | 6 | 0.70547 | 70547 | 0.27587 | 14345.24 | 0.00873 | 776.97 | 1 | 5000 | 14345.24 | 776.97 | 0 | 0 | 0 | 0 | 50424.79 | 21324.5085 | 50424.79 | 0 | 0 | 0 | 0
2022050622 | 6 | 0.68007 | 68007 | 0.32484 | 16891.68 | 0 | 0 | 1 | 5000 | 16891.68 | 0 | 0 | 0 | 0 | 0 | 46115.32 | 0 | 21324.5085 | 0 | 0 | 0 | 24790.8115
2022050623 | 6 | 0.64415 | 64415 | 0.36836 | 19154.72 | 0 | 0 | 1 | 5000 | 19154.72 | 0 | 0 | 0 | 0 | 0 | 40260.28 | 0 | 0 | 0 | 0 | 0 | 40260.28
2022050624 | 6 | 0.60468 | 60468 | 0.42392 | 22043.84 | 0 | 0 | 1 | 5000 | 22043.84 | 0 | 0 | 0 | 0 | 0 | 33424.16 | 0 | 0 | 0 | 0 | 0 | 33424.16
2022050701 | 7 | 0.56579 | 56579 | 0.43776 | 22763.52 | 0 | 0 | 1 | 5000 | 22763.52 | 0 | 0 | 0 | 0 | 0 | 28815.48 | 0 | 0 | 0 | 0 | 0 | 28815.48
2022050702 | 7 | 0.5373 | 53730 | 0.4633 | 24091.6 | 0 | 0 | 1 | 5000 | 24091.6 | 0 | 0 | 0 | 0 | 0 | 24638.4 | 0 | 0 | 0 | 0 | 0 | 24638.4
2022050703 | 7 | 0.5138 | 51380 | 0.44661 | 23223.72 | 0 | 0 | 1 | 5000 | 23223.72 | 0 | 0 | 0 | 0 | 0 | 23156.28 | 0 | 0 | 0 | 0 | 0 | 23156.28
2022050704 | 7 | 0.5003 | 50030 | 0.42693 | 22200.36 | 0 | 0 | 1 | 5000 | 22200.36 | 0 | 0 | 0 | 0 | 0 | 22829.64 | 0 | 0 | 0 | 0 | 0 | 22829.64
2022050705 | 7 | 0.4924 | 49240 | 0.42408 | 22052.16 | 0 | 0 | 1 | 5000 | 22052.16 | 0 | 0 | 0 | 0 | 0 | 22187.84 | 0 | 0 | 0 | 0 | 0 | 22187.84
2022050706 | 7 | 0.49389 | 49389 | 0.42374 | 22034.48 | 0 | 0 | 1 | 5000 | 22034.48 | 0 | 0 | 0 | 0 | 0 | 22354.52 | 0 | 0 | 0 | 0 | 0 | 22354.52
2022050707 | 7 | 0.5018 | 50180 | 0.4101 | 21325.2 | 0.00074 | 65.86 | 1 | 5000 | 21325.2 | 65.86 | 0 | 0 | 0 | 0 | 23788.94 | 0 | 0 | 0 | 0 | 0 | 23788.94
2022050708 | 7 | 0.51073 | 51073 | 0.38186 | 19856.72 | 0.10684 | 9508.76 | 1 | 5000 | 19856.72 | 9508.76 | 0 | 0 | 0 | 0 | 16707.52 | 0 | 0 | 0 | 0 | 0 | 16707.52
2022050709 | 7 | 0.53961 | 53961 | 0.3158 | 16421.6 | 0.4981 | 44330.9 | 1 | 5000 | 16421.6 | 32539.4 | 0 | 0 | 11791.5 | 11791.5 | 0 | 10022.775 | 0 | 0 | 0 | 10022.775 | 0
2022050710 | 7 | 0.57692 | 57692 | 0.25932 | 13484.64 | 0.67624 | 60185.36 | 1 | 5000 | 13484.64 | 39207.36 | 0 | 0 | 20978 | 20978 | 0 | 27854.075 | 0 | 0 | 0 | 17831.3 | 0
2022050711 | 7 | 0.61909 | 61909 | 0.23638 | 12291.76 | 0.71674 | 63789.86 | 1 | 5000 | 12291.76 | 44617.24 | 0 | 0 | 19172.62 | 19172.62 | 0 | 44150.802 | 0 | 0 | 0 | 16296.727 | 0
2022050712 | 7 | 0.66019 | 66019 | 0.2226 | 11575.2 | 0.76088 | 67718.32 | 1 | 5000 | 11575.2 | 49443.8 | 0 | 0 | 18274.52 | 18274.52 | 0 | 59684.144 | 0 | 0 | 0 | 15533.342 | 0
2022050713 | 7 | 0.70067 | 70067 | 0.24155 | 12560.6 | 0.773 | 68797 | 1 | 5000 | 12560.6 | 52506.4 | 0 | 0 | 16290.6 | 16290.6 | 0 | 73531.154 | 0 | 0 | 0 | 13847.01 | 0
2022050714 | 7 | 0.7395 | 73950 | 0.29221 | 15194.92 | 0.7758 | 69046.2 | 1 | 5000 | 15194.92 | 53755.08 | 0 | 0 | 15291.12 | 15291.12 | 0 | 86528.606 | 0 | 0 | 0 | 12997.452 | 0
2022050715 | 7 | 0.77375 | 77375 | 0.36747 | 19108.44 | 0.76099 | 67728.11 | 1 | 5000 | 19108.44 | 53266.56 | 0 | 0 | 14461.55 | 14461.55 | 0 | 98820.9235 | 0 | 0 | 0 | 12292.3175 | 0
2022050716 | 7 | 0.80226 | 80226 | 0.44139 | 22952.28 | 0.70096 | 62385.44 | 1 | 5000 | 22952.28 | 52273.72 | 0 | 0 | 10111.72 | 10111.72 | 0 | 107415.8855 | 0 | 0 | 0 | 8594.962 | 0
2022050717 | 7 | 0.81939 | 81939 | 0.4877 | 25360.4 | 0.65577 | 58363.53 | 1 | 5000 | 25360.4 | 51578.6 | 0 | 0 | 6784.93 | 6784.93 | 0 | 113183.076 | 0 | 0 | 0 | 5767.1905 | 0
2022050718 | 7 | 0.82261 | 82261 | 0.52848 | 27480.96 | 0.56354 | 50155.06 | 1 | 5000 | 27480.96 | 49780.04 | 0 | 0 | 375.02 | 375.02 | 0 | 113501.843 | 0 | 0 | 0 | 318.767 | 0
2022050719 | 7 | 0.80748 | 80748 | 0.54551 | 28366.52 | 0.4716 | 41972.4 | 1 | 5000 | 28366.52 | 41972.4 | 0 | 0 | 0 | 0 | 5409.08 | 108092.763 | 5409.08 | 0 | 0 | 0 | 0
2022050720 | 7 | 0.77693 | 77693 | 0.55638 | 28931.76 | 0.23488 | 20904.32 | 1 | 5000 | 28931.76 | 20904.32 | 0 | 0 | 0 | 0 | 22856.92 | 85235.843 | 22856.92 | 0 | 0 | 0 | 0
2022050721 | 7 | 0.75138 | 75138 | 0.56377 | 29316.04 | 0.0113 | 1005.7 | 1 | 5000 | 29316.04 | 1005.7 | 0 | 0 | 0 | 0 | 39816.26 | 45419.583 | 39816.26 | 0 | 0 | 0 | 0
2022050722 | 7 | 0.72598 | 72598 | 0.60109 | 31256.68 | 0 | 0 | 1 | 5000 | 31256.68 | 0 | 0 | 0 | 0 | 0 | 36341.32 | 9078.263 | 36341.32 | 0 | 0 | 0 | 0
2022050723 | 7 | 0.69149 | 69149 | 0.63726 | 33137.52 | 0 | 0 | 1 | 5000 | 33137.52 | 0 | 0 | 0 | 0 | 0 | 31011.48 | 0 | 9078.263 | 0 | 0 | 0 | 21933.217
2022050724 | 7 | 0.65414 | 65414 | 0.67332 | 35012.64 | 0 | 0 | 1 | 5000 | 35012.64 | 0 | 0 | 0 | 0 | 0 | 25401.36 | 0 | 0 | 0 | 0 | 0 | 25401.36
2022050801 | 1 | 0.61849 | 61849 | 0.6845 | 35594 | 0 | 0 | 1 | 5000 | 35594 | 0 | 0 | 0 | 0 | 0 | 21255 | 0 | 0 | 0 | 0 | 0 | 21255
2022050802 | 1 | 0.58801 | 58801 | 0.68422 | 35579.44 | 0 | 0 | 1 | 5000 | 35579.44 | 0 | 0 | 0 | 0 | 0 | 18221.56 | 0 | 0 | 0 | 0 | 0 | 18221.56
2022050803 | 1 | 0.56523 | 56523 | 0.67312 | 35002.24 | 0 | 0 | 1 | 5000 | 35002.24 | 0 | 0 | 0 | 0 | 0 | 16520.76 | 0 | 0 | 0 | 0 | 0 | 16520.76
2022050804 | 1 | 0.55104 | 55104 | 0.65503 | 34061.56 | 0 | 0 | 1 | 5000 | 34061.56 | 0 | 0 | 0 | 0 | 0 | 16042.44 | 0 | 0 | 0 | 0 | 0 | 16042.44
2022050805 | 1 | 0.53571 | 53571 | 0.64123 | 33343.96 | 0 | 0 | 1 | 5000 | 33343.96 | 0 | 0 | 0 | 0 | 0 | 15227.04 | 0 | 0 | 0 | 0 | 0 | 15227.04
2022050806 | 1 | 0.52971 | 52971 | 0.62582 | 32542.64 | 0 | 0 | 1 | 5000 | 32542.64 | 0 | 0 | 0 | 0 | 0 | 15428.36 | 0 | 0 | 0 | 0 | 0 | 15428.36
2022050807 | 1 | 0.52947 | 52947 | 0.61272 | 31861.44 | 0.00044 | 39.16 | 1 | 5000 | 31861.44 | 39.16 | 0 | 0 | 0 | 0 | 16046.4 | 0 | 0 | 0 | 0 | 0 | 16046.4
2022050808 | 1 | 0.53405 | 53405 | 0.59816 | 31104.32 | 0.10928 | 9725.92 | 1 | 5000 | 31104.32 | 9725.92 | 0 | 0 | 0 | 0 | 7574.76 | 0 | 0 | 0 | 0 | 0 | 7574.76
2022050809 | 1 | 0.56568 | 56568 | 0.52538 | 27319.76 | 0.48112 | 42819.68 | 1 | 5000 | 27319.76 | 24248.24 | 0 | 0 | 18571.44 | 18571.44 | 0 | 15785.724 | 0 | 0 | 0 | 15785.724 | 0
2022050810 | 1 | 0.61133 | 61133 | 0.49307 | 25639.64 | 0.70078 | 62369.42 | 1 | 5000 | 25639.64 | 30493.36 | 0 | 0 | 31876.06 | 31876.06 | 0 | 42880.375 | 0 | 0 | 0 | 27094.651 | 0
2022050811 | 1 | 0.6568 | 65680 | 0.45962 | 23900.24 | 0.76146 | 67769.94 | 1 | 5000 | 23900.24 | 36779.76 | 0 | 0 | 30990.18 | 30990.18 | 0 | 69222.028 | 0 | 0 | 0 | 26341.653 | 0
2022050812 | 1 | 0.69551 | 69551 | 0.40271 | 20940.92 | 0.78897 | 70218.33 | 1 | 5000 | 20940.92 | 43610.08 | 0 | 0 | 26608.25 | 26608.25 | 0 | 91839.0405 | 0 | 0 | 0 | 22617.0125 | 0
2022050813 | 1 | 0.73494 | 73494 | 0.36525 | 18993 | 0.79454 | 70714.06 | 1 | 5000 | 18993 | 49501 | 0 | 0 | 21213.06 | 21213.06 | 0 | 109870.1415 | 0 | 0 | 0 | 18031.101 | 0
2022050814 | 1 | 0.77003 | 77003 | 0.38748 | 20148.96 | 0.79379 | 70647.31 | 1 | 5000 | 20148.96 | 51854.04 | 0 | 0 | 18793.27 | 18793.27 | 0 | 125844.421 | 0 | 0 | 0 | 15974.2795 | 0
2022050815 | 1 | 0.80229 | 80229 | 0.44222 | 22995.44 | 0.78537 | 69897.93 | 1 | 5000 | 22995.44 | 52233.56 | 0 | 0 | 17664.37 | 17664.37 | 0 | 140859.1355 | 0 | 0 | 0 | 15014.7145 | 0
2022050816 | 1 | 0.82674 | 82674 | 0.49903 | 25949.56 | 0.76772 | 68327.08 | 1 | 5000 | 25949.56 | 51724.44 | 0 | 0 | 16602.64 | 16602.64 | 0 | 154971.3795 | 0 | 0 | 0 | 14112.244 | 0
2022050817 | 1 | 0.84256 | 84256 | 0.53681 | 27914.12 | 0.73152 | 65105.28 | 1 | 5000 | 27914.12 | 51341.88 | 0 | 0 | 13763.4 | 13763.4 | 0 | 166670.2695 | 0 | 0 | 0 | 11698.89 | 0
2022050818 | 1 | 0.84517 | 84517 | 0.55865 | 29049.8 | 0.66326 | 59030.14 | 1 | 5000 | 29049.8 | 50467.2 | 0 | 0 | 8562.94 | 8562.94 | 0 | 173948.7685 | 0 | 0 | 0 | 7278.499 | 0
2022050819 | 1 | 0.82863 | 82863 | 0.57522 | 29911.44 | 0.55133 | 49068.37 | 1 | 5000 | 29911.44 | 47951.56 | 0 | 0 | 1116.81 | 1116.81 | 0 | 174898.057 | 0 | 0 | 0 | 949.2885 | 0
2022050820 | 1 | 0.79692 | 79692 | 0.58443 | 30390.36 | 0.25834 | 22992.26 | 1 | 5000 | 30390.36 | 22992.26 | 0 | 0 | 0 | 0 | 21309.38 | 153588.677 | 21309.38 | 0 | 0 | 0 | 0
2022050821 | 1 | 0.77442 | 77442 | 0.57769 | 30039.88 | 0.0156 | 1388.4 | 1 | 5000 | 30039.88 | 1388.4 | 0 | 0 | 0 | 0 | 41013.72 | 112574.957 | 41013.72 | 0 | 0 | 0 | 0
2022050822 | 1 | 0.75156 | 75156 | 0.61896 | 32185.92 | 0 | 0 | 1 | 5000 | 32185.92 | 0 | 0 | 0 | 0 | 0 | 37970.08 | 74604.877 | 37970.08 | 0 | 0 | 0 | 0
2022050823 | 1 | 0.70732 | 70732 | 0.65186 | 33896.72 | 0 | 0 | 1 | 5000 | 33896.72 | 0 | 0 | 0 | 0 | 0 | 31835.28 | 42769.597 | 31835.28 | 0 | 0 | 0 | 0
2022050824 | 1 | 0.65973 | 65973 | 0.65464 | 34041.28 | 0 | 0 | 1 | 5000 | 34041.28 | 0 | 0 | 0 | 0 | 0 | 26931.72 | 15837.877 | 26931.72 | 0 | 0 | 0 | 0
2022050901 | 2 | 0.61797 | 61797 | 0.65105 | 33854.6 | 0 | 0 | 1 | 5000 | 33854.6 | 0 | 0 | 0 | 0 | 0 | 22942.4 | 0 | 15837.877 | 0 | 0 | 0 | 7104.523
2022050902 | 2 | 0.58835 | 58835 | 0.6515 | 33878 | 0 | 0 | 1 | 5000 | 33878 | 0 | 0 | 0 | 0 | 0 | 19957 | 0 | 0 | 0 | 0 | 0 | 19957
2022050903 | 2 | 0.56913 | 56913 | 0.65655 | 34140.6 | 0 | 0 | 1 | 5000 | 34140.6 | 0 | 0 | 0 | 0 | 0 | 17772.4 | 0 | 0 | 0 | 0 | 0 | 17772.4
2022050904 | 2 | 0.56021 | 56021 | 0.65041 | 33821.32 | 0 | 0 | 1 | 5000 | 33821.32 | 0 | 0 | 0 | 0 | 0 | 17199.68 | 0 | 0 | 0 | 0 | 0 | 17199.68
2022050905 | 2 | 0.55986 | 55986 | 0.63458 | 32998.16 | 0 | 0 | 1 | 5000 | 32998.16 | 0 | 0 | 0 | 0 | 0 | 17987.84 | 0 | 0 | 0 | 0 | 0 | 17987.84
2022050906 | 2 | 0.57602 | 57602 | 0.61991 | 32235.32 | 0 | 0 | 1 | 5000 | 32235.32 | 0 | 0 | 0 | 0 | 0 | 20366.68 | 0 | 0 | 0 | 0 | 0 | 20366.68
2022050907 | 2 | 0.60409 | 60409 | 0.61436 | 31946.72 | 0.00035 | 31.15 | 1 | 5000 | 31946.72 | 31.15 | 0 | 0 | 0 | 0 | 23431.13 | 0 | 0 | 0 | 0 | 0 | 23431.13
2022050908 | 2 | 0.61902 | 61902 | 0.58939 | 30648.28 | 0.10012 | 8910.68 | 1 | 5000 | 30648.28 | 8910.68 | 0 | 0 | 0 | 0 | 17343.04 | 0 | 0 | 0 | 0 | 0 | 17343.04
2022050909 | 2 | 0.63711 | 63711 | 0.56768 | 29519.36 | 0.39774 | 35398.86 | 1 | 5000 | 29519.36 | 29191.64 | 0 | 0 | 6207.22 | 6207.22 | 0 | 5276.137 | 0 | 0 | 0 | 5276.137 | 0
2022050910 | 2 | 0.66844 | 66844 | 0.57437 | 29867.24 | 0.46712 | 41573.68 | 1 | 5000 | 29867.24 | 31976.76 | 0 | 0 | 9596.92 | 9596.92 | 0 | 13433.519 | 0 | 0 | 0 | 8157.382 | 0
2022050911 | 2 | 0.70638 | 70638 | 0.56298 | 29274.96 | 0.59891 | 53302.99 | 1 | 5000 | 29274.96 | 36363.04 | 0 | 0 | 16939.95 | 16939.95 | 0 | 27832.4765 | 0 | 0 | 0 | 14398.9575 | 0
2022050912 | 2 | 0.75153 | 75153 | 0.55099 | 28651.48 | 0.68296 | 60783.44 | 1 | 5000 | 28651.48 | 41501.52 | 0 | 0 | 19281.92 | 19281.92 | 0 | 44222.1085 | 0 | 0 | 0 | 16389.632 | 0
2022050913 | 2 | 0.79183 | 79183 | 0.543 | 28236 | 0.73086 | 65046.54 | 1 | 5000 | 28236 | 45947 | 0 | 0 | 19099.54 | 19099.54 | 0 | 60456.7175 | 0 | 0 | 0 | 16234.609 | 0
2022050914 | 2 | 0.82761 | 82761 | 0.53535 | 27838.2 | 0.73562 | 65470.18 | 1 | 5000 | 27838.2 | 49922.8 | 0 | 0 | 15547.38 | 15547.38 | 0 | 73671.9905 | 0 | 0 | 0 | 13215.273 | 0
2022050915 | 2 | 0.85795 | 85795 | 0.54087 | 28125.24 | 0.71296 | 63453.44 | 1 | 5000 | 28125.24 | 52669.76 | 0 | 0 | 10783.68 | 10783.68 | 0 | 82838.1185 | 0 | 0 | 0 | 9166.128 | 0
2022050916 | 2 | 0.87492 | 87492 | 0.54467 | 28322.84 | 0.69056 | 61459.84 | 1 | 5000 | 28322.84 | 54169.16 | 0 | 0 | 7290.68 | 7290.68 | 0 | 89035.1965 | 0 | 0 | 0 | 6197.078 | 0
2022050917 | 2 | 0.8859 | 88590 | 0.54407 | 28291.64 | 0.66171 | 58892.19 | 1 | 5000 | 28291.64 | 55298.36 | 0 | 0 | 3593.83 | 3593.83 | 0 | 92089.952 | 0 | 0 | 0 | 3054.7555 | 0
2022050918 | 2 | 0.88257 | 88257 | 0.56103 | 29173.56 | 0.59706 | 53138.34 | 1 | 5000 | 29173.56 | 53138.34 | 0 | 0 | 0 | 0 | 945.1 | 91144.852 | 945.1 | 0 | 0 | 0 | 7.276e-12
2022050919 | 2 | 0.86303 | 86303 | 0.57515 | 29907.8 | 0.51113 | 45490.57 | 1 | 5000 | 29907.8 | 45490.57 | 0 | 0 | 0 | 0 | 5904.63 | 85240.222 | 5904.63 | 0 | 0 | 0 | 0
2022050920 | 2 | 0.82992 | 82992 | 0.58975 | 30667 | 0.25949 | 23094.61 | 1 | 5000 | 30667 | 23094.61 | 0 | 0 | 0 | 0 | 24230.39 | 61009.832 | 24230.39 | 0 | 0 | 0 | 0
2022050921 | 2 | 0.80894 | 80894 | 0.59243 | 30806.36 | 0.02076 | 1847.64 | 1 | 5000 | 30806.36 | 1847.64 | 0 | 0 | 0 | 0 | 43240 | 17769.832 | 43240 | 0 | 0 | 0 | 0
2022050922 | 2 | 0.78177 | 78177 | 0.62674 | 32590.48 | 0.00042 | 37.38 | 1 | 5000 | 32590.48 | 37.38 | 0 | 0 | 0 | 0 | 40549.14 | 0 | 17769.832 | 0 | 0 | 0 | 22779.308
2022050923 | 2 | 0.7312 | 73120 | 0.63398 | 32966.96 | 0 | 0 | 1 | 5000 | 32966.96 | 0 | 0 | 0 | 0 | 0 | 35153.04 | 0 | 0 | 0 | 0 | 0 | 35153.04
2022050924 | 2 | 0.67924 | 67924 | 0.64204 | 33386.08 | 0 | 0 | 1 | 5000 | 33386.08 | 0 | 0 | 0 | 0 | 0 | 29537.92 | 0 | 0 | 0 | 0 | 0 | 29537.92
2022051001 | 3 | 0.63664 | 63664 | 0.64573 | 33577.96 | 0 | 0 | 1 | 5000 | 33577.96 | 0 | 0 | 0 | 0 | 0 | 25086.04 | 0 | 0 | 0 | 0 | 0 | 25086.04
2022051002 | 3 | 0.6105 | 61050 | 0.65336 | 33974.72 | 0 | 0 | 1 | 5000 | 33974.72 | 0 | 0 | 0 | 0 | 0 | 22075.28 | 0 | 0 | 0 | 0 | 0 | 22075.28
2022051003 | 3 | 0.58702 | 58702 | 0.6509 | 33846.8 | 0 | 0 | 1 | 5000 | 33846.8 | 0 | 0 | 0 | 0 | 0 | 19855.2 | 0 | 0 | 0 | 0 | 0 | 19855.2
2022051004 | 3 | 0.57157 | 57157 | 0.62639 | 32572.28 | 0 | 0 | 1 | 5000 | 32572.28 | 0 | 0 | 0 | 0 | 0 | 19584.72 | 0 | 0 | 0 | 0 | 0 | 19584.72
2022051005 | 3 | 0.56861 | 56861 | 0.60291 | 31351.32 | 0 | 0 | 1 | 5000 | 31351.32 | 0 | 0 | 0 | 0 | 0 | 20509.68 | 0 | 0 | 0 | 0 | 0 | 20509.68
2022051006 | 3 | 0.58373 | 58373 | 0.5765 | 29978 | 0 | 0 | 1 | 5000 | 29978 | 0 | 0 | 0 | 0 | 0 | 23395 | 0 | 0 | 0 | 0 | 0 | 23395
2022051007 | 3 | 0.60596 | 60596 | 0.53064 | 27593.28 | 0.00046 | 40.94 | 1 | 5000 | 27593.28 | 40.94 | 0 | 0 | 0 | 0 | 27961.78 | 0 | 0 | 0 | 0 | 0 | 27961.78
2022051008 | 3 | 0.61903 | 61903 | 0.52321 | 27206.92 | 0.07727 | 6877.03 | 1 | 5000 | 27206.92 | 6877.03 | 0 | 0 | 0 | 0 | 22819.05 | 0 | 0 | 0 | 0 | 0 | 22819.05
2022051009 | 3 | 0.63751 | 63751 | 0.54265 | 28217.8 | 0.32011 | 28489.79 | 1 | 5000 | 28217.8 | 28489.79 | 0 | 0 | 0 | 0 | 2043.41 | 0 | 0 | 0 | 0 | 0 | 2043.41
2022051010 | 3 | 0.66461 | 66461 | 0.56578 | 29420.56 | 0.44468 | 39576.52 | 1 | 5000 | 29420.56 | 32040.44 | 0 | 0 | 7536.08 | 7536.08 | 0 | 6405.668 | 0 | 0 | 0 | 6405.668 | 0
2022051011 | 3 | 0.69557 | 69557 | 0.55084 | 28643.68 | 0.51652 | 45970.28 | 1 | 5000 | 28643.68 | 35913.32 | 0 | 0 | 10056.96 | 10056.96 | 0 | 14954.084 | 0 | 0 | 0 | 8548.416 | 0
2022051012 | 3 | 0.73028 | 73028 | 0.51238 | 26643.76 | 0.58713 | 52254.57 | 1 | 5000 | 26643.76 | 41384.24 | 0 | 0 | 10870.33 | 10870.33 | 0 | 24193.8645 | 0 | 0 | 0 | 9239.7805 | 0
2022051013 | 3 | 0.76178 | 76178 | 0.48301 | 25116.52 | 0.60494 | 53839.66 | 1 | 5000 | 25116.52 | 46061.48 | 0 | 0 | 7778.18 | 7778.18 | 0 | 30805.3175 | 0 | 0 | 0 | 6611.453 | 0
2022051014 | 3 | 0.79687 | 79687 | 0.48582 | 25262.64 | 0.63803 | 56784.67 | 1 | 5000 | 25262.64 | 49424.36 | 0 | 0 | 7360.31 | 7360.31 | 0 | 37061.581 | 0 | 0 | 0 | 6256.2635 | 0
2022051015 | 3 | 0.82477 | 82477 | 0.54497 | 28338.44 | 0.65824 | 58583.36 | 1 | 5000 | 28338.44 | 49138.56 | 0 | 0 | 9444.8 | 9444.8 | 0 | 45089.661 | 0 | 0 | 0 | 8028.08 | 0
2022051016 | 3 | 0.84769 | 84769 | 0.59183 | 30775.16 | 0.63832 | 56810.48 | 1 | 5000 | 30775.16 | 48993.84 | 0 | 0 | 7816.64 | 7816.64 | 0 | 51733.805 | 0 | 0 | 0 | 6644.144 | 0
2022051017 | 3 | 0.86096 | 86096 | 0.60396 | 31405.92 | 0.61798 | 55000.22 | 1 | 5000 | 31405.92 | 49690.08 | 0 | 0 | 5310.14 | 5310.14 | 0 | 56247.424 | 0 | 0 | 0 | 4513.619 | 0
2022051018 | 3 | 0.8601 | 86010 | 0.65361 | 33987.72 | 0.45058 | 40101.62 | 1 | 5000 | 33987.72 | 40101.62 | 0 | 0 | 0 | 0 | 6920.66 | 49326.764 | 6920.66 | 0 | 0 | 0 | 0
2022051019 | 3 | 0.83865 | 83865 | 0.67761 | 35235.72 | 0.26417 | 23511.13 | 1 | 5000 | 35235.72 | 23511.13 | 0 | 0 | 0 | 0 | 20118.15 | 29208.614 | 20118.15 | 0 | 0 | 0 | 0
2022051020 | 3 | 0.8031 | 80310 | 0.67302 | 34997.04 | 0.07851 | 6987.39 | 1 | 5000 | 34997.04 | 6987.39 | 0 | 0 | 0 | 0 | 33325.57 | 0 | 29208.614 | 0 | 0 | 0 | 4116.956
2022051021 | 3 | 0.77725 | 77725 | 0.6435 | 33462 | 0.00489 | 435.21 | 1 | 5000 | 33462 | 435.21 | 0 | 0 | 0 | 0 | 38827.79 | 0 | 0 | 0 | 0 | 0 | 38827.79
2022051022 | 3 | 0.74786 | 74786 | 0.59837 | 31115.24 | 0 | 0 | 1 | 5000 | 31115.24 | 0 | 0 | 0 | 0 | 0 | 38670.76 | 0 | 0 | 0 | 0 | 0 | 38670.76
2022051023 | 3 | 0.69453 | 69453 | 0.57265 | 29777.8 | 0 | 0 | 1 | 5000 | 29777.8 | 0 | 0 | 0 | 0 | 0 | 34675.2 | 0 | 0 | 0 | 0 | 0 | 34675.2
2022051024 | 3 | 0.64342 | 64342 | 0.5605 | 29146 | 0 | 0 | 1 | 5000 | 29146 | 0 | 0 | 0 | 0 | 0 | 30196 | 0 | 0 | 0 | 0 | 0 | 30196
2022051101 | 4 | 0.60165 | 60165 | 0.53955 | 28056.6 | 0 | 0 | 1 | 5000 | 28056.6 | 0 | 0 | 0 | 0 | 0 | 27108.4 | 0 | 0 | 0 | 0 | 0 | 27108.4
2022051102 | 4 | 0.56666 | 56666 | 0.47052 | 24467.04 | 0 | 0 | 1 | 5000 | 24467.04 | 0 | 0 | 0 | 0 | 0 | 27198.96 | 0 | 0 | 0 | 0 | 0 | 27198.96
2022051103 | 4 | 0.54484 | 54484 | 0.39347 | 20460.44 | 0 | 0 | 1 | 5000 | 20460.44 | 0 | 0 | 0 | 0 | 0 | 29023.56 | 0 | 0 | 0 | 0 | 0 | 29023.56
2022051104 | 4 | 0.52986 | 52986 | 0.34777 | 18084.04 | 0 | 0 | 1 | 5000 | 18084.04 | 0 | 0 | 0 | 0 | 0 | 29901.96 | 0 | 0 | 0 | 0 | 0 | 29901.96
2022051105 | 4 | 0.52631 | 52631 | 0.29146 | 15155.92 | 0 | 0 | 1 | 5000 | 15155.92 | 0 | 0 | 0 | 0 | 0 | 32475.08 | 0 | 0 | 0 | 0 | 0 | 32475.08
2022051106 | 4 | 0.53843 | 53843 | 0.29728 | 15458.56 | 0 | 0 | 1 | 5000 | 15458.56 | 0 | 0 | 0 | 0 | 0 | 33384.44 | 0 | 0 | 0 | 0 | 0 | 33384.44
2022051107 | 4 | 0.56201 | 56201 | 0.31235 | 16242.2 | 0.00099 | 88.11 | 1 | 5000 | 16242.2 | 88.11 | 0 | 0 | 0 | 0 | 34870.69 | 0 | 0 | 0 | 0 | 0 | 34870.69
2022051108 | 4 | 0.57702 | 57702 | 0.32926 | 17121.52 | 0.07288 | 6486.32 | 1 | 5000 | 17121.52 | 6486.32 | 0 | 0 | 0 | 0 | 29094.16 | 0 | 0 | 0 | 0 | 0 | 29094.16
2022051109 | 4 | 0.60143 | 60143 | 0.34332 | 17852.64 | 0.40213 | 35789.57 | 1 | 5000 | 17852.64 | 35789.57 | 0 | 0 | 0 | 0 | 1500.79 | 0 | 0 | 0 | 0 | 0 | 1500.79
2022051110 | 4 | 0.6379 | 63790 | 0.4288 | 22297.6 | 0.63157 | 56209.73 | 1 | 5000 | 22297.6 | 36492.4 | 0 | 0 | 19717.33 | 19717.33 | 0 | 16759.7305 | 0 | 0 | 0 | 16759.7305 | 0
2022051111 | 4 | 0.67954 | 67954 | 0.51128 | 26586.56 | 0.55101 | 49039.89 | 1 | 5000 | 26586.56 | 36367.44 | 0 | 0 | 12672.45 | 12672.45 | 0 | 27531.313 | 0 | 0 | 0 | 10771.5825 | 0
2022051112 | 4 | 0.71398 | 71398 | 0.56569 | 29415.88 | 0.46209 | 41126.01 | 1 | 5000 | 29415.88 | 36982.12 | 0 | 0 | 4143.89 | 4143.89 | 0 | 31053.6195 | 0 | 0 | 0 | 3522.3065 | 0
2022051113 | 4 | 0.74787 | 74787 | 0.57711 | 30009.72 | 0.50181 | 44661.09 | 1 | 5000 | 30009.72 | 39777.28 | 0 | 0 | 4883.81 | 4883.81 | 0 | 35204.858 | 0 | 0 | 0 | 4151.2385 | 0
2022051114 | 4 | 0.78695 | 78695 | 0.59226 | 30797.52 | 0.51715 | 46026.35 | 1 | 5000 | 30797.52 | 42897.48 | 0 | 0 | 3128.87 | 3128.87 | 0 | 37864.3975 | 0 | 0 | 0 | 2659.5395 | 0
2022051115 | 4 | 0.81566 | 81566 | 0.596 | 30992 | 0.50243 | 44716.27 | 1 | 5000 | 30992 | 44716.27 | 0 | 0 | 0 | 0 | 857.73 | 37006.6675 | 857.73 | 0 | 0 | 0 | 0
2022051116 | 4 | 0.83734 | 83734 | 0.61291 | 31871.32 | 0.50789 | 45202.21 | 1 | 5000 | 31871.32 | 45202.21 | 0 | 0 | 0 | 0 | 1660.47 | 35346.1975 | 1660.47 | 0 | 0 | 0 | 0
2022051117 | 4 | 0.85552 | 85552 | 0.63492 | 33015.84 | 0.46791 | 41643.99 | 1 | 5000 | 33015.84 | 41643.99 | 0 | 0 | 0 | 0 | 5892.17 | 29454.0275 | 5892.17 | 0 | 0 | 0 | 0
2022051118 | 4 | 0.85753 | 85753 | 0.65383 | 33999.16 | 0.40763 | 36279.07 | 1 | 5000 | 33999.16 | 36279.07 | 0 | 0 | 0 | 0 | 10474.77 | 18979.2575 | 10474.77 | 0 | 0 | 0 | 0
2022051119 | 4 | 0.83803 | 83803 | 0.6656 | 34611.2 | 0.32876 | 29259.64 | 1 | 5000 | 34611.2 | 29259.64 | 0 | 0 | 0 | 0 | 14932.16 | 4047.0975 | 14932.16 | 0 | 0 | 0 | 0
2022051120 | 4 | 0.80231 | 80231 | 0.66528 | 34594.56 | 0.13609 | 12112.01 | 1 | 5000 | 34594.56 | 12112.01 | 0 | 0 | 0 | 0 | 28524.43 | 0 | 4047.0975 | 0 | 0 | 0 | 24477.3325
2022051121 | 4 | 0.77191 | 77191 | 0.65748 | 34188.96 | 0.00624 | 555.36 | 1 | 5000 | 34188.96 | 555.36 | 0 | 0 | 0 | 0 | 37446.68 | 0 | 0 | 0 | 0 | 0 | 37446.68
2022051122 | 4 | 0.7398 | 73980 | 0.65026 | 33813.52 | 0 | 0 | 1 | 5000 | 33813.52 | 0 | 0 | 0 | 0 | 0 | 35166.48 | 0 | 0 | 0 | 0 | 0 | 35166.48
2022051123 | 4 | 0.68851 | 68851 | 0.6539 | 34002.8 | 0 | 0 | 1 | 5000 | 34002.8 | 0 | 0 | 0 | 0 | 0 | 29848.2 | 0 | 0 | 0 | 0 | 0 | 29848.2
2022051124 | 4 | 0.63174 | 63174 | 0.64838 | 33715.76 | 0 | 0 | 1 | 5000 | 33715.76 | 0 | 0 | 0 | 0 | 0 | 24458.24 | 0 | 0 | 0 | 0 | 0 | 24458.24
2022051201 | 5 | 0.58622 | 58622 | 0.627 | 32604 | 0 | 0 | 1 | 5000 | 32604 | 0 | 0 | 0 | 0 | 0 | 21018 | 0 | 0 | 0 | 0 | 0 | 21018
2022051202 | 5 | 0.55336 | 55336 | 0.59973 | 31185.96 | 0 | 0 | 1 | 5000 | 31185.96 | 0 | 0 | 0 | 0 | 0 | 19150.04 | 0 | 0 | 0 | 0 | 0 | 19150.04
2022051203 | 5 | 0.52954 | 52954 | 0.58056 | 30189.12 | 0 | 0 | 1 | 5000 | 30189.12 | 0 | 0 | 0 | 0 | 0 | 17764.88 | 0 | 0 | 0 | 0 | 0 | 17764.88
2022051204 | 5 | 0.51534 | 51534 | 0.56975 | 29627 | 0 | 0 | 1 | 5000 | 29627 | 0 | 0 | 0 | 0 | 0 | 16907 | 0 | 0 | 0 | 0 | 0 | 16907
2022051205 | 5 | 0.511 | 51100 | 0.56278 | 29264.56 | 0 | 0 | 1 | 5000 | 29264.56 | 0 | 0 | 0 | 0 | 0 | 16835.44 | 0 | 0 | 0 | 0 | 0 | 16835.44
2022051206 | 5 | 0.52504 | 52504 | 0.54581 | 28382.12 | 0 | 0 | 1 | 5000 | 28382.12 | 0 | 0 | 0 | 0 | 0 | 19121.88 | 0 | 0 | 0 | 0 | 0 | 19121.88
2022051207 | 5 | 0.54656 | 54656 | 0.5469 | 28438.8 | 0.00172 | 153.08 | 1 | 5000 | 28438.8 | 153.08 | 0 | 0 | 0 | 0 | 21064.12 | 0 | 0 | 0 | 0 | 0 | 21064.12
2022051208 | 5 | 0.5602 | 56020 | 0.5426 | 28215.2 | 0.11766 | 10471.74 | 1 | 5000 | 28215.2 | 10471.74 | 0 | 0 | 0 | 0 | 12333.06 | 0 | 0 | 0 | 0 | 0 | 12333.06
2022051209 | 5 | 0.58519 | 58519 | 0.52934 | 27525.68 | 0.35733 | 31802.37 | 1 | 5000 | 27525.68 | 25993.32 | 0 | 0 | 5809.05 | 5809.05 | 0 | 4937.6925 | 0 | 0 | 0 | 4937.6925 | 0
2022051210 | 5 | 0.61785 | 61785 | 0.55087 | 28645.24 | 0.44026 | 39183.14 | 1 | 5000 | 28645.24 | 28139.76 | 0 | 0 | 11043.38 | 11043.38 | 0 | 14324.5655 | 0 | 0 | 0 | 9386.873 | 0
2022051211 | 5 | 0.65739 | 65739 | 0.54388 | 28281.76 | 0.52139 | 46403.71 | 1 | 5000 | 28281.76 | 32457.24 | 0 | 0 | 13946.47 | 13946.47 | 0 | 26179.065 | 0 | 0 | 0 | 11854.4995 | 0
2022051212 | 5 | 0.69205 | 69205 | 0.51709 | 26888.68 | 0.60727 | 54047.03 | 1 | 5000 | 26888.68 | 37316.32 | 0 | 0 | 16730.71 | 16730.71 | 0 | 40400.1685 | 0 | 0 | 0 | 14221.1035 | 0
2022051213 | 5 | 0.73157 | 73157 | 0.51963 | 27020.76 | 0.66013 | 58751.57 | 1 | 5000 | 27020.76 | 41136.24 | 0 | 0 | 17615.33 | 17615.33 | 0 | 55373.199 | 0 | 0 | 0 | 14973.0305 | 0
2022051214 | 5 | 0.77059 | 77059 | 0.50261 | 26135.72 | 0.65784 | 58547.76 | 1 | 5000 | 26135.72 | 45923.28 | 0 | 0 | 12624.48 | 12624.48 | 0 | 66104.007 | 0 | 0 | 0 | 10730.808 | 0
2022051215 | 5 | 0.80266 | 80266 | 0.46423 | 24139.96 | 0.63128 | 56183.92 | 1 | 5000 | 24139.96 | 51126.04 | 0 | 0 | 5057.88 | 5057.88 | 0 | 70403.205 | 0 | 0 | 0 | 4299.198 | 0
2022051216 | 5 | 0.82881 | 82881 | 0.42951 | 22334.52 | 0.65394 | 58200.66 | 1 | 5000 | 22334.52 | 55546.48 | 0 | 0 | 2654.18 | 2654.18 | 0 | 72659.258 | 0 | 0 | 0 | 2256.053 | 0
2022051217 | 5 | 0.84833 | 84833 | 0.42887 | 22301.24 | 0.70805 | 63016.45 | 1 | 5000 | 22301.24 | 57531.76 | 0 | 0 | 5484.69 | 5484.69 | 0 | 77321.2445 | 0 | 0 | 0 | 4661.9865 | 0
2022051218 | 5 | 0.84924 | 84924 | 0.4415 | 22958 | 0.6686 | 59505.4 | 1 | 5000 | 22958 | 56966 | 0 | 0 | 2539.4 | 2539.4 | 0 | 79479.7345 | 0 | 0 | 0 | 2158.49 | 0
2022051219 | 5 | 0.82817 | 82817 | 0.46374 | 24114.48 | 0.47352 | 42143.28 | 1 | 5000 | 24114.48 | 42143.28 | 0 | 0 | 0 | 0 | 11559.24 | 67920.4945 | 11559.24 | 0 | 0 | 0 | 0
2022051220 | 5 | 0.79233 | 79233 | 0.49871 | 25932.92 | 0.16647 | 14815.83 | 1 | 5000 | 25932.92 | 14815.83 | 0 | 0 | 0 | 0 | 33484.25 | 34436.2445 | 33484.25 | 0 | 0 | 0 | 0
2022051221 | 5 | 0.76204 | 76204 | 0.50107 | 26055.64 | 0.0193 | 1717.7 | 1 | 5000 | 26055.64 | 1717.7 | 0 | 0 | 0 | 0 | 43430.66 | 0 | 34436.2445 | 0 | 0 | 0 | 8994.4155
2022051222 | 5 | 0.73017 | 73017 | 0.56162 | 29204.24 | 0 | 0 | 1 | 5000 | 29204.24 | 0 | 0 | 0 | 0 | 0 | 38812.76 | 0 | 0 | 0 | 0 | 0 | 38812.76
2022051223 | 5 | 0.68301 | 68301 | 0.62881 | 32698.12 | 0 | 0 | 1 | 5000 | 32698.12 | 0 | 0 | 0 | 0 | 0 | 30602.88 | 0 | 0 | 0 | 0 | 0 | 30602.88
2022051224 | 5 | 0.62853 | 62853 | 0.63756 | 33153.12 | 0 | 0 | 1 | 5000 | 33153.12 | 0 | 0 | 0 | 0 | 0 | 24699.88 | 0 | 0 | 0 | 0 | 0 | 24699.88
2022051301 | 6 | 0.58207 | 58207 | 0.61166 | 31806.32 | 0 | 0 | 1 | 5000 | 31806.32 | 0 | 0 | 0 | 0 | 0 | 21400.68 | 0 | 0 | 0 | 0 | 0 | 21400.68
2022051302 | 6 | 0.54902 | 54902 | 0.58694 | 30520.88 | 0 | 0 | 1 | 5000 | 30520.88 | 0 | 0 | 0 | 0 | 0 | 19381.12 | 0 | 0 | 0 | 0 | 0 | 19381.12
2022051303 | 6 | 0.52512 | 52512 | 0.56598 | 29430.96 | 0 | 0 | 1 | 5000 | 29430.96 | 0 | 0 | 0 | 0 | 0 | 18081.04 | 0 | 0 | 0 | 0 | 0 | 18081.04
2022051304 | 6 | 0.50944 | 50944 | 0.5168 | 26873.6 | 0 | 0 | 1 | 5000 | 26873.6 | 0 | 0 | 0 | 0 | 0 | 19070.4 | 0 | 0 | 0 | 0 | 0 | 19070.4
2022051305 | 6 | 0.50541 | 50541 | 0.48793 | 25372.36 | 0 | 0 | 1 | 5000 | 25372.36 | 0 | 0 | 0 | 0 | 0 | 20168.64 | 0 | 0 | 0 | 0 | 0 | 20168.64
2022051306 | 6 | 0.51947 | 51947 | 0.47928 | 24922.56 | 0 | 0 | 1 | 5000 | 24922.56 | 0 | 0 | 0 | 0 | 0 | 22024.44 | 0 | 0 | 0 | 0 | 0 | 22024.44
2022051307 | 6 | 0.53963 | 53963 | 0.46199 | 24023.48 | 0.00228 | 202.92 | 1 | 5000 | 24023.48 | 202.92 | 0 | 0 | 0 | 0 | 24736.6 | 0 | 0 | 0 | 0 | 0 | 24736.6
2022051308 | 6 | 0.55682 | 55682 | 0.45637 | 23731.24 | 0.1548 | 13777.2 | 1 | 5000 | 23731.24 | 13777.2 | 0 | 0 | 0 | 0 | 13173.56 | 0 | 0 | 0 | 0 | 0 | 13173.56
2022051309 | 6 | 0.58191 | 58191 | 0.3879 | 20170.8 | 0.55405 | 49310.45 | 1 | 5000 | 20170.8 | 33020.2 | 0 | 0 | 16290.25 | 16290.25 | 0 | 13846.7125 | 0 | 0 | 0 | 13846.7125 | 0
2022051310 | 6 | 0.61433 | 61433 | 0.36166 | 18806.32 | 0.70868 | 63072.52 | 1 | 5000 | 18806.32 | 37626.68 | 0 | 0 | 25445.84 | 25445.84 | 0 | 35475.6765 | 0 | 0 | 0 | 21628.964 | 0
2022051311 | 6 | 0.65187 | 65187 | 0.27964 | 14541.28 | 0.70311 | 62576.79 | 1 | 5000 | 14541.28 | 45645.72 | 0 | 0 | 16931.07 | 16931.07 | 0 | 49867.086 | 0 | 0 | 0 | 14391.4095 | 0
2022051312 | 6 | 0.68882 | 68882 | 0.21556 | 11209.12 | 0.64867 | 57731.63 | 1 | 5000 | 11209.12 | 52672.88 | 0 | 0 | 5058.75 | 5058.75 | 0 | 54167.0235 | 0 | 0 | 0 | 4299.9375 | 0
2022051313 | 6 | 0.72504 | 72504 | 0.16404 | 8530.08 | 0.72547 | 64566.83 | 1 | 5000 | 8530.08 | 58973.92 | 0 | 0 | 5592.91 | 5592.91 | 0 | 58920.997 | 0 | 0 | 0 | 4753.9735 | 0
2022051314 | 6 | 0.76149 | 76149 | 0.13811 | 7181.72 | 0.74635 | 66425.15 | 1 | 5000 | 7181.72 | 63967.28 | 0 | 0 | 2457.87 | 2457.87 | 0 | 61010.1865 | 0 | 0 | 0 | 2089.1895 | 0
2022051315 | 6 | 0.78305 | 78305 | 0.12405 | 6450.6 | 0.7379 | 65673.1 | 1 | 5000 | 6450.6 | 65673.1 | 0 | 0 | 0 | 0 | 1181.3 | 59828.8865 | 1181.3 | 0 | 0 | 0 | 0
2022051316 | 6 | 0.80469 | 80469 | 0.13573 | 7057.96 | 0.7336 | 65290.4 | 1 | 5000 | 7057.96 | 65290.4 | 0 | 0 | 0 | 0 | 3120.64 | 56708.2465 | 3120.64 | 0 | 0 | 0 | 0
2022051317 | 6 | 0.81659 | 81659 | 0.15714 | 8171.28 | 0.72784 | 64777.76 | 1 | 5000 | 8171.28 | 64777.76 | 0 | 0 | 0 | 0 | 3709.96 | 52998.2865 | 3709.96 | 0 | 0 | 0 | 0
2022051318 | 6 | 0.81413 | 81413 | 0.17562 | 9132.24 | 0.65294 | 58111.66 | 1 | 5000 | 9132.24 | 58111.66 | 0 | 0 | 0 | 0 | 9169.1 | 43829.1865 | 9169.1 | 0 | 0 | 0 | 0
2022051319 | 6 | 0.7973 | 79730 | 0.22954 | 11936.08 | 0.53419 | 47542.91 | 1 | 5000 | 11936.08 | 47542.91 | 0 | 0 | 0 | 0 | 15251.01 | 28578.1765 | 15251.01 | 0 | 0 | 0 | 0
2022051320 | 6 | 0.76568 | 76568 | 0.29646 | 15415.92 | 0.25795 | 22957.55 | 1 | 5000 | 15415.92 | 22957.55 | 0 | 0 | 0 | 0 | 33194.53 | 0 | 28578.1765 | 0 | 0 | 0 | 4616.3535
2022051321 | 6 | 0.73901 | 73901 | 0.32137 | 16711.24 | 0.01781 | 1585.09 | 1 | 5000 | 16711.24 | 1585.09 | 0 | 0 | 0 | 0 | 50604.67 | 0 | 0 | 0 | 0 | 0 | 50604.67
2022051322 | 6 | 0.71028 | 71028 | 0.3263 | 16967.6 | 0 | 0 | 1 | 5000 | 16967.6 | 0 | 0 | 0 | 0 | 0 | 49060.4 | 0 | 0 | 0 | 0 | 0 | 49060.4
2022051323 | 6 | 0.67175 | 67175 | 0.40729 | 21179.08 | 0 | 0 | 1 | 5000 | 21179.08 | 0 | 0 | 0 | 0 | 0 | 40995.92 | 0 | 0 | 0 | 0 | 0 | 40995.92
2022051324 | 6 | 0.6282 | 62820 | 0.45446 | 23631.92 | 0 | 0 | 1 | 5000 | 23631.92 | 0 | 0 | 0 | 0 | 0 | 34188.08 | 0 | 0 | 0 | 0 | 0 | 34188.08
2022051401 | 7 | 0.58914 | 58914 | 0.44522 | 23151.44 | 0 | 0 | 1 | 5000 | 23151.44 | 0 | 0 | 0 | 0 | 0 | 30762.56 | 0 | 0 | 0 | 0 | 0 | 30762.56
2022051402 | 7 | 0.55596 | 55596 | 0.46896 | 24385.92 | 0 | 0 | 1 | 5000 | 24385.92 | 0 | 0 | 0 | 0 | 0 | 26210.08 | 0 | 0 | 0 | 0 | 0 | 26210.08
2022051403 | 7 | 0.5307 | 53070 | 0.4793 | 24923.6 | 0 | 0 | 1 | 5000 | 24923.6 | 0 | 0 | 0 | 0 | 0 | 23146.4 | 0 | 0 | 0 | 0 | 0 | 23146.4
2022051404 | 7 | 0.5088 | 50880 | 0.45334 | 23573.68 | 0 | 0 | 1 | 5000 | 23573.68 | 0 | 0 | 0 | 0 | 0 | 22306.32 | 0 | 0 | 0 | 0 | 0 | 22306.32
2022051405 | 7 | 0.4963 | 49630 | 0.41916 | 21796.32 | 0 | 0 | 1 | 5000 | 21796.32 | 0 | 0 | 0 | 0 | 0 | 22833.68 | 0 | 0 | 0 | 0 | 0 | 22833.68
2022051406 | 7 | 0.49331 | 49331 | 0.36225 | 18837 | 0 | 0 | 1 | 5000 | 18837 | 0 | 0 | 0 | 0 | 0 | 25494 | 0 | 0 | 0 | 0 | 0 | 25494
2022051407 | 7 | 0.4963 | 49630 | 0.30588 | 15905.76 | 0.00183 | 162.87 | 1 | 5000 | 15905.76 | 162.87 | 0 | 0 | 0 | 0 | 28561.37 | 0 | 0 | 0 | 0 | 0 | 28561.37
2022051408 | 7 | 0.51043 | 51043 | 0.27489 | 14294.28 | 0.1396 | 12424.4 | 1 | 5000 | 14294.28 | 12424.4 | 0 | 0 | 0 | 0 | 19324.32 | 0 | 0 | 0 | 0 | 0 | 19324.32
2022051409 | 7 | 0.54652 | 54652 | 0.24458 | 12718.16 | 0.55521 | 49413.69 | 1 | 5000 | 12718.16 | 36933.84 | 0 | 0 | 12479.85 | 12479.85 | 0 | 10607.8725 | 0 | 0 | 0 | 10607.8725 | 0
2022051410 | 7 | 0.59412 | 59412 | 0.29595 | 15389.4 | 0.72534 | 64555.26 | 1 | 5000 | 15389.4 | 39022.6 | 0 | 0 | 25532.66 | 25532.66 | 0 | 32310.6335 | 0 | 0 | 0 | 21702.761 | 0
2022051411 | 7 | 0.63584 | 63584 | 0.2666 | 13863.2 | 0.77635 | 69095.15 | 1 | 5000 | 13863.2 | 44720.8 | 0 | 0 | 24374.35 | 24374.35 | 0 | 53028.831 | 0 | 0 | 0 | 20718.1975 | 0
2022051412 | 7 | 0.67715 | 67715 | 0.18178 | 9452.56 | 0.80042 | 71237.38 | 1 | 5000 | 9452.56 | 53262.44 | 0 | 0 | 17974.94 | 17974.94 | 0 | 68307.53 | 0 | 0 | 0 | 15278.699 | 0
2022051413 | 7 | 0.71748 | 71748 | 0.114 | 5928 | 0.7934 | 70612.6 | 1 | 5000 | 5928 | 60820 | 0 | 0 | 9792.6 | 9792.6 | 0 | 76631.24 | 0 | 0 | 0 | 8323.71 | 0
2022051414 | 7 | 0.75186 | 75186 | 0.09818 | 5105.36 | 0.78859 | 70184.51 | 1 | 5000 | 5105.36 | 65080.64 | 0 | 0 | 5103.87 | 5103.87 | 0 | 80969.5295 | 0 | 0 | 0 | 4338.2895 | 0
2022051415 | 7 | 0.78589 | 78589 | 0.10856 | 5645.12 | 0.77819 | 69258.91 | 1 | 5000 | 5645.12 | 67943.88 | 0 | 0 | 1315.03 | 1315.03 | 0 | 82087.305 | 0 | 0 | 0 | 1117.7755 | 0
2022051416 | 7 | 0.81024 | 81024 | 0.13964 | 7261.28 | 0.74397 | 66213.33 | 1 | 5000 | 7261.28 | 66213.33 | 0 | 0 | 0 | 0 | 2549.39 | 79537.915 | 2549.39 | 0 | 0 | 0 | 0
2022051417 | 7 | 0.82576 | 82576 | 0.19966 | 10382.32 | 0.70101 | 62389.89 | 1 | 5000 | 10382.32 | 62389.89 | 0 | 0 | 0 | 0 | 4803.79 | 74734.125 | 4803.79 | 0 | 0 | 0 | 0
2022051418 | 7 | 0.82639 | 82639 | 0.26496 | 13777.92 | 0.65468 | 58266.52 | 1 | 5000 | 13777.92 | 58266.52 | 0 | 0 | 0 | 0 | 5594.56 | 69139.565 | 5594.56 | 0 | 0 | 0 | 0
2022051419 | 7 | 0.80883 | 80883 | 0.30754 | 15992.08 | 0.5719 | 50899.1 | 1 | 5000 | 15992.08 | 50899.1 | 0 | 0 | 0 | 0 | 8991.82 | 60147.745 | 8991.82 | 0 | 0 | 0 | 0
2022051420 | 7 | 0.77408 | 77408 | 0.34041 | 17701.32 | 0.26937 | 23973.93 | 1 | 5000 | 17701.32 | 23973.93 | 0 | 0 | 0 | 0 | 30732.75 | 29414.995 | 30732.75 | 0 | 0 | 0 | 0
2022051421 | 7 | 0.74344 | 74344 | 0.38464 | 20001.28 | 0.01761 | 1567.29 | 1 | 5000 | 20001.28 | 1567.29 | 0 | 0 | 0 | 0 | 47775.43 | 0 | 29414.995 | 0 | 0 | 0 | 18360.435
2022051422 | 7 | 0.71442 | 71442 | 0.45366 | 23590.32 | 0 | 0 | 1 | 5000 | 23590.32 | 0 | 0 | 0 | 0 | 0 | 42851.68 | 0 | 0 | 0 | 0 | 0 | 42851.68
2022051423 | 7 | 0.67404 | 67404 | 0.52619 | 27361.88 | 0 | 0 | 1 | 5000 | 27361.88 | 0 | 0 | 0 | 0 | 0 | 35042.12 | 0 | 0 | 0 | 0 | 0 | 35042.12
2022051424 | 7 | 0.63312 | 63312 | 0.57319 | 29805.88 | 0 | 0 | 1 | 5000 | 29805.88 | 0 | 0 | 0 | 0 | 0 | 28506.12 | 0 | 0 | 0 | 0 | 0 | 28506.12
2022051501 | 1 | 0.59489 | 59489 | 0.58689 | 30518.28 | 0 | 0 | 1 | 5000 | 30518.28 | 0 | 0 | 0 | 0 | 0 | 23970.72 | 0 | 0 | 0 | 0 | 0 | 23970.72
2022051502 | 1 | 0.56109 | 56109 | 0.57651 | 29978.52 | 0 | 0 | 1 | 5000 | 29978.52 | 0 | 0 | 0 | 0 | 0 | 21130.48 | 0 | 0 | 0 | 0 | 0 | 21130.48
2022051503 | 1 | 0.53269 | 53269 | 0.52804 | 27458.08 | 0 | 0 | 1 | 5000 | 27458.08 | 0 | 0 | 0 | 0 | 0 | 20810.92 | 0 | 0 | 0 | 0 | 0 | 20810.92
2022051504 | 1 | 0.51246 | 51246 | 0.49048 | 25504.96 | 0 | 0 | 1 | 5000 | 25504.96 | 0 | 0 | 0 | 0 | 0 | 20741.04 | 0 | 0 | 0 | 0 | 0 | 20741.04
2022051505 | 1 | 0.49789 | 49789 | 0.46581 | 24222.12 | 0 | 0 | 1 | 5000 | 24222.12 | 0 | 0 | 0 | 0 | 0 | 20566.88 | 0 | 0 | 0 | 0 | 0 | 20566.88
2022051506 | 1 | 0.49216 | 49216 | 0.46146 | 23995.92 | 0 | 0 | 1 | 5000 | 23995.92 | 0 | 0 | 0 | 0 | 0 | 20220.08 | 0 | 0 | 0 | 0 | 0 | 20220.08
2022051507 | 1 | 0.48578 | 48578 | 0.44496 | 23137.92 | 0.00022 | 19.58 | 1 | 5000 | 23137.92 | 19.58 | 0 | 0 | 0 | 0 | 20420.5 | 0 | 0 | 0 | 0 | 0 | 20420.5
2022051508 | 1 | 0.49176 | 49176 | 0.44082 | 22922.64 | 0.06384 | 5681.76 | 1 | 5000 | 22922.64 | 5681.76 | 0 | 0 | 0 | 0 | 15571.6 | 0 | 0 | 0 | 0 | 0 | 15571.6
2022051509 | 1 | 0.53014 | 53014 | 0.37638 | 19571.76 | 0.48965 | 43578.85 | 1 | 5000 | 19571.76 | 28442.24 | 0 | 0 | 15136.61 | 15136.61 | 0 | 12866.1185 | 0 | 0 | 0 | 12866.1185 | 0
2022051510 | 1 | 0.5791 | 57910 | 0.35983 | 18711.16 | 0.71694 | 63807.66 | 1 | 5000 | 18711.16 | 34198.84 | 0 | 0 | 29608.82 | 29608.82 | 0 | 38033.6155 | 0 | 0 | 0 | 25167.497 | 0
2022051511 | 1 | 0.6281 | 62810 | 0.35342 | 18377.84 | 0.78042 | 69457.38 | 1 | 5000 | 18377.84 | 39432.16 | 0 | 0 | 30025.22 | 30025.22 | 0 | 63555.0525 | 0 | 0 | 0 | 25521.437 | 0
2022051512 | 1 | 0.68121 | 68121 | 0.35977 | 18708.04 | 0.7967 | 70906.3 | 1 | 5000 | 18708.04 | 44412.96 | 0 | 0 | 26493.34 | 26493.34 | 0 | 86074.3915 | 0 | 0 | 0 | 22519.339 | 0
2022051513 | 1 | 0.73299 | 73299 | 0.35119 | 18261.88 | 0.80261 | 71432.29 | 1 | 5000 | 18261.88 | 50037.12 | 0 | 0 | 21395.17 | 21395.17 | 0 | 104260.286 | 0 | 0 | 0 | 18185.8945 | 0
2022051514 | 1 | 0.77768 | 77768 | 0.33434 | 17385.68 | 0.80628 | 71758.92 | 1 | 5000 | 17385.68 | 55382.32 | 0 | 0 | 16376.6 | 16376.6 | 0 | 118180.396 | 0 | 0 | 0 | 13920.11 | 0
2022051515 | 1 | 0.80888 | 80888 | 0.31501 | 16380.52 | 0.79836 | 71054.04 | 1 | 5000 | 16380.52 | 59507.48 | 0 | 0 | 11546.56 | 11546.56 | 0 | 127994.972 | 0 | 0 | 0 | 9814.576 | 0
2022051516 | 1 | 0.83445 | 83445 | 0.30094 | 15648.88 | 0.77935 | 69362.15 | 1 | 5000 | 15648.88 | 62796.12 | 0 | 0 | 6566.03 | 6566.03 | 0 | 133576.0975 | 0 | 0 | 0 | 5581.1255 | 0
2022051517 | 1 | 0.85305 | 85305 | 0.29635 | 15410.2 | 0.75049 | 66793.61 | 1 | 5000 | 15410.2 | 64894.8 | 0 | 0 | 1898.81 | 1898.81 | 0 | 135190.086 | 0 | 0 | 0 | 1613.9885 | 0
2022051518 | 1 | 0.85896 | 85896 | 0.32036 | 16658.72 | 0.71331 | 63484.59 | 1 | 5000 | 16658.72 | 63484.59 | 0 | 0 | 0 | 0 | 752.69 | 134437.396 | 752.69 | 0 | 0 | 0 | 0
2022051519 | 1 | 0.84699 | 84699 | 0.37409 | 19452.68 | 0.6016 | 53542.4 | 1 | 5000 | 19452.68 | 53542.4 | 0 | 0 | 0 | 0 | 6703.92 | 127733.476 | 6703.92 | 0 | 0 | 0 | 0
2022051520 | 1 | 0.8152 | 81520 | 0.44175 | 22971 | 0.27518 | 24491.02 | 1 | 5000 | 22971 | 24491.02 | 0 | 0 | 0 | 0 | 29057.98 | 98675.496 | 29057.98 | 0 | 0 | 0 | 0
2022051521 | 1 | 0.78357 | 78357 | 0.51029 | 26535.08 | 0.01819 | 1618.91 | 1 | 5000 | 26535.08 | 1618.91 | 0 | 0 | 0 | 0 | 45203.01 | 53472.486 | 45203.01 | 0 | 0 | 0 | 0
2022051522 | 1 | 0.75583 | 75583 | 0.57972 | 30145.44 | 0 | 0 | 1 | 5000 | 30145.44 | 0 | 0 | 0 | 0 | 0 | 40437.56 | 13034.926 | 40437.56 | 0 | 0 | 0 | 0
2022051523 | 1 | 0.70111 | 70111 | 0.58581 | 30462.12 | 0 | 0 | 1 | 5000 | 30462.12 | 0 | 0 | 0 | 0 | 0 | 34648.88 | 0 | 13034.926 | 0 | 0 | 0 | 21613.954
2022051524 | 1 | 0.63956 | 63956 | 0.59364 | 30869.28 | 0 | 0 | 1 | 5000 | 30869.28 | 0 | 0 | 0 | 0 | 0 | 28086.72 | 0 | 0 | 0 | 0 | 0 | 28086.72
2022051601 | 2 | 0.58794 | 58794 | 0.57072 | 29677.44 | 0 | 0 | 1 | 5000 | 29677.44 | 0 | 0 | 0 | 0 | 0 | 24116.56 | 0 | 0 | 0 | 0 | 0 | 24116.56
2022051602 | 2 | 0.55197 | 55197 | 0.494 | 25688 | 0 | 0 | 1 | 5000 | 25688 | 0 | 0 | 0 | 0 | 0 | 24509 | 0 | 0 | 0 | 0 | 0 | 24509
2022051603 | 2 | 0.52807 | 52807 | 0.40929 | 21283.08 | 0 | 0 | 1 | 5000 | 21283.08 | 0 | 0 | 0 | 0 | 0 | 26523.92 | 0 | 0 | 0 | 0 | 0 | 26523.92
2022051604 | 2 | 0.51572 | 51572 | 0.36542 | 19001.84 | 0 | 0 | 1 | 5000 | 19001.84 | 0 | 0 | 0 | 0 | 0 | 27570.16 | 0 | 0 | 0 | 0 | 0 | 27570.16
2022051605 | 2 | 0.51334 | 51334 | 0.35677 | 18552.04 | 0 | 0 | 1 | 5000 | 18552.04 | 0 | 0 | 0 | 0 | 0 | 27781.96 | 0 | 0 | 0 | 0 | 0 | 27781.96
2022051606 | 2 | 0.52491 | 52491 | 0.32249 | 16769.48 | 0 | 0 | 1 | 5000 | 16769.48 | 0 | 0 | 0 | 0 | 0 | 30721.52 | 0 | 0 | 0 | 0 | 0 | 30721.52
2022051607 | 2 | 0.55133 | 55133 | 0.29822 | 15507.44 | 0.00116 | 103.24 | 1 | 5000 | 15507.44 | 103.24 | 0 | 0 | 0 | 0 | 34522.32 | 0 | 0 | 0 | 0 | 0 | 34522.32
2022051608 | 2 | 0.56216 | 56216 | 0.28144 | 14634.88 | 0.11602 | 10325.78 | 1 | 5000 | 14634.88 | 10325.78 | 0 | 0 | 0 | 0 | 26255.34 | 0 | 0 | 0 | 0 | 0 | 26255.34
2022051609 | 2 | 0.5878 | 58780 | 0.23254 | 12092.08 | 0.49823 | 44342.47 | 1 | 5000 | 12092.08 | 41687.92 | 0 | 0 | 2654.55 | 2654.55 | 0 | 2256.3675 | 0 | 0 | 0 | 2256.3675 | 0
2022051610 | 2 | 0.62508 | 62508 | 0.20148 | 10476.96 | 0.7137 | 63519.3 | 1 | 5000 | 10476.96 | 47031.04 | 0 | 0 | 16488.26 | 16488.26 | 0 | 16271.3885 | 0 | 0 | 0 | 14015.021 | 0
2022051611 | 2 | 0.66372 | 66372 | 0.16729 | 8699.08 | 0.75289 | 67007.21 | 1 | 5000 | 8699.08 | 52672.92 | 0 | 0 | 14334.29 | 14334.29 | 0 | 28455.535 | 0 | 0 | 0 | 12184.1465 | 0
2022051612 | 2 | 0.70692 | 70692 | 0.17008 | 8844.16 | 0.78429 | 69801.81 | 1 | 5000 | 8844.16 | 56847.84 | 0 | 0 | 12953.97 | 12953.97 | 0 | 39466.4095 | 0 | 0 | 0 | 11010.8745 | 0
2022051613 | 2 | 0.7504 | 75040 | 0.18785 | 9768.2 | 0.80143 | 71327.27 | 1 | 5000 | 9768.2 | 60271.8 | 0 | 0 | 11055.47 | 11055.47 | 0 | 48863.559 | 0 | 0 | 0 | 9397.1495 | 0
2022051614 | 2 | 0.79285 | 79285 | 0.19773 | 10281.96 | 0.7871 | 70051.9 | 1 | 5000 | 10281.96 | 64003.04 | 0 | 0 | 6048.86 | 6048.86 | 0 | 54005.09 | 0 | 0 | 0 | 5141.531 | 0
2022051615 | 2 | 0.83115 | 83115 | 0.24315 | 12643.8 | 0.77038 | 68563.82 | 1 | 5000 | 12643.8 | 65471.2 | 0 | 0 | 3092.62 | 3092.62 | 0 | 56633.817 | 0 | 0 | 0 | 2628.727 | 0
2022051616 | 2 | 0.85992 | 85992 | 0.28672 | 14909.44 | 0.72786 | 64779.54 | 1 | 5000 | 14909.44 | 64779.54 | 0 | 0 | 0 | 0 | 1303.02 | 55330.797 | 1303.02 | 0 | 0 | 0 | 0
2022051617 | 2 | 0.8792 | 87920 | 0.33713 | 17530.76 | 0.67804 | 60345.56 | 1 | 5000 | 17530.76 | 60345.56 | 0 | 0 | 0 | 0 | 5043.68 | 50287.117 | 5043.68 | 0 | 0 | 0 | 0
2022051618 | 2 | 0.88041 | 88041 | 0.39193 | 20380.36 | 0.58273 | 51862.97 | 1 | 5000 | 20380.36 | 51862.97 | 0 | 0 | 0 | 0 | 10797.67 | 39489.447 | 10797.67 | 0 | 0 | 0 | 0
2022051619 | 2 | 0.86091 | 86091 | 0.44216 | 22992.32 | 0.38484 | 34250.76 | 1 | 5000 | 22992.32 | 34250.76 | 0 | 0 | 0 | 0 | 23847.92 | 15641.527 | 23847.92 | 0 | 0 | 0 | 0
2022051620 | 2 | 0.82593 | 82593 | 0.5052 | 26270.4 | 0.17014 | 15142.46 | 1 | 5000 | 26270.4 | 15142.46 | 0 | 0 | 0 | 0 | 36180.14 | 0 | 15641.527 | 0 | 0 | 0 | 20538.613
2022051621 | 2 | 0.79438 | 79438 | 0.53918 | 28037.36 | 0.01 | 890 | 1 | 5000 | 28037.36 | 890 | 0 | 0 | 0 | 0 | 45510.64 | 0 | 0 | 0 | 0 | 0 | 45510.64
2022051622 | 2 | 0.76109 | 76109 | 0.5763 | 29967.6 | 0 | 0 | 1 | 5000 | 29967.6 | 0 | 0 | 0 | 0 | 0 | 41141.4 | 0 | 0 | 0 | 0 | 0 | 41141.4
2022051623 | 2 | 0.70628 | 70628 | 0.55867 | 29050.84 | 0 | 0 | 1 | 5000 | 29050.84 | 0 | 0 | 0 | 0 | 0 | 36577.16 | 0 | 0 | 0 | 0 | 0 | 36577.16
2022051624 | 2 | 0.65179 | 65179 | 0.55349 | 28781.48 | 0 | 0 | 1 | 5000 | 28781.48 | 0 | 0 | 0 | 0 | 0 | 31397.52 | 0 | 0 | 0 | 0 | 0 | 31397.52
2022051701 | 3 | 0.60411 | 60411 | 0.54472 | 28325.44 | 0 | 0 | 1 | 5000 | 28325.44 | 0 | 0 | 0 | 0 | 0 | 27085.56 | 0 | 0 | 0 | 0 | 0 | 27085.56
2022051702 | 3 | 0.56788 | 56788 | 0.47712 | 24810.24 | 0 | 0 | 1 | 5000 | 24810.24 | 0 | 0 | 0 | 0 | 0 | 26977.76 | 0 | 0 | 0 | 0 | 0 | 26977.76
2022051703 | 3 | 0.54224 | 54224 | 0.4443 | 23103.6 | 0 | 0 | 1 | 5000 | 23103.6 | 0 | 0 | 0 | 0 | 0 | 26120.4 | 0 | 0 | 0 | 0 | 0 | 26120.4
2022051704 | 3 | 0.53087 | 53087 | 0.45512 | 23666.24 | 0 | 0 | 1 | 5000 | 23666.24 | 0 | 0 | 0 | 0 | 0 | 24420.76 | 0 | 0 | 0 | 0 | 0 | 24420.76
2022051705 | 3 | 0.53009 | 53009 | 0.50731 | 26380.12 | 0 | 0 | 1 | 5000 | 26380.12 | 0 | 0 | 0 | 0 | 0 | 21628.88 | 0 | 0 | 0 | 0 | 0 | 21628.88
2022051706 | 3 | 0.54697 | 54697 | 0.51298 | 26674.96 | 0 | 0 | 1 | 5000 | 26674.96 | 0 | 0 | 0 | 0 | 0 | 23022.04 | 0 | 0 | 0 | 0 | 0 | 23022.04
2022051707 | 3 | 0.5697 | 56970 | 0.50282 | 26146.64 | 0.00109 | 97.01 | 1 | 5000 | 26146.64 | 97.01 | 0 | 0 | 0 | 0 | 25726.35 | 0 | 0 | 0 | 0 | 0 | 25726.35
2022051708 | 3 | 0.58211 | 58211 | 0.50627 | 26326.04 | 0.07333 | 6526.37 | 1 | 5000 | 26326.04 | 6526.37 | 0 | 0 | 0 | 0 | 20358.59 | 0 | 0 | 0 | 0 | 0 | 20358.59
2022051709 | 3 | 0.60636 | 60636 | 0.52834 | 27473.68 | 0.31403 | 27948.67 | 1 | 5000 | 27473.68 | 27948.67 | 0 | 0 | 0 | 0 | 213.65 | 0 | 0 | 0 | 0 | 0 | 213.65
2022051710 | 3 | 0.64488 | 64488 | 0.60472 | 31445.44 | 0.41759 | 37165.51 | 1 | 5000 | 31445.44 | 28042.56 | 0 | 0 | 9122.95 | 9122.95 | 0 | 7754.5075 | 0 | 0 | 0 | 7754.5075 | 0
2022051711 | 3 | 0.68126 | 68126 | 0.61836 | 32154.72 | 0.42842 | 38129.38 | 1 | 5000 | 32154.72 | 30971.28 | 0 | 0 | 7158.1 | 7158.1 | 0 | 13838.8925 | 0 | 0 | 0 | 6084.385 | 0
2022051712 | 3 | 0.7272 | 72720 | 0.61716 | 32092.32 | 0.48404 | 43079.56 | 1 | 5000 | 32092.32 | 35627.68 | 0 | 0 | 7451.88 | 7451.88 | 0 | 20172.9905 | 0 | 0 | 0 | 6334.098 | 0
2022051713 | 3 | 0.76985 | 76985 | 0.63628 | 33086.56 | 0.44922 | 39980.58 | 1 | 5000 | 33086.56 | 38898.44 | 0 | 0 | 1082.14 | 1082.14 | 0 | 21092.8095 | 0 | 0 | 0 | 919.819 | 0
2022051714 | 3 | 0.80929 | 80929 | 0.66329 | 34491.08 | 0.43891 | 39062.99 | 1 | 5000 | 34491.08 | 39062.99 | 0 | 0 | 0 | 0 | 2374.93 | 18717.8795 | 2374.93 | 0 | 0 | 0 | 0
2022051715 | 3 | 0.84191 | 84191 | 0.67658 | 35182.16 | 0.4554 | 40530.6 | 1 | 5000 | 35182.16 | 40530.6 | 0 | 0 | 0 | 0 | 3478.24 | 15239.6395 | 3478.24 | 0 | 0 | 0 | 0
2022051716 | 3 | 0.87061 | 87061 | 0.66552 | 34607.04 | 0.49798 | 44320.22 | 1 | 5000 | 34607.04 | 44320.22 | 0 | 0 | 0 | 0 | 3133.74 | 12105.8995 | 3133.74 | 0 | 0 | 0 | 0
2022051717 | 3 | 0.88708 | 88708 | 0.64638 | 33611.76 | 0.52748 | 46945.72 | 1 | 5000 | 33611.76 | 46945.72 | 0 | 0 | 0 | 0 | 3150.52 | 8955.3795 | 3150.52 | 0 | 0 | 0 | 0
2022051718 | 3 | 0.88328 | 88328 | 0.65387 | 34001.24 | 0.47795 | 42537.55 | 1 | 5000 | 34001.24 | 42537.55 | 0 | 0 | 0 | 0 | 6789.21 | 2166.1695 | 6789.21 | 0 | 0 | 0 | 0
2022051719 | 3 | 0.86032 | 86032 | 0.65933 | 34285.16 | 0.40844 | 36351.16 | 1 | 5000 | 34285.16 | 36351.16 | 0 | 0 | 0 | 0 | 10395.68 | 0 | 2166.1695 | 0 | 0 | 0 | 8229.5105
2022051720 | 3 | 0.82469 | 82469 | 0.66018 | 34329.36 | 0.23175 | 20625.75 | 1 | 5000 | 34329.36 | 20625.75 | 0 | 0 | 0 | 0 | 22513.89 | 0 | 0 | 0 | 0 | 0 | 22513.89
2022051721 | 3 | 0.79625 | 79625 | 0.67027 | 34854.04 | 0.01883 | 1675.87 | 1 | 5000 | 34854.04 | 1675.87 | 0 | 0 | 0 | 0 | 38095.09 | 0 | 0 | 0 | 0 | 0 | 38095.09
2022051722 | 3 | 0.76601 | 76601 | 0.675 | 35100 | 0 | 0 | 1 | 5000 | 35100 | 0 | 0 | 0 | 0 | 0 | 36501 | 0 | 0 | 0 | 0 | 0 | 36501
2022051723 | 3 | 0.71475 | 71475 | 0.67581 | 35142.12 | 0 | 0 | 1 | 5000 | 35142.12 | 0 | 0 | 0 | 0 | 0 | 31332.88 | 0 | 0 | 0 | 0 | 0 | 31332.88
2022051724 | 3 | 0.66082 | 66082 | 0.68644 | 35694.88 | 0 | 0 | 1 | 5000 | 35694.88 | 0 | 0 | 0 | 0 | 0 | 25387.12 | 0 | 0 | 0 | 0 | 0 | 25387.12
2022051801 | 4 | 0.61711 | 61711 | 0.67974 | 35346.48 | 0 | 0 | 1 | 5000 | 35346.48 | 0 | 0 | 0 | 0 | 0 | 21364.52 | 0 | 0 | 0 | 0 | 0 | 21364.52
2022051802 | 4 | 0.58805 | 58805 | 0.68352 | 35543.04 | 0 | 0 | 1 | 5000 | 35543.04 | 0 | 0 | 0 | 0 | 0 | 18261.96 | 0 | 0 | 0 | 0 | 0 | 18261.96
2022051803 | 4 | 0.56488 | 56488 | 0.66876 | 34775.52 | 0 | 0 | 1 | 5000 | 34775.52 | 0 | 0 | 0 | 0 | 0 | 16712.48 | 0 | 0 | 0 | 0 | 0 | 16712.48
2022051804 | 4 | 0.55077 | 55077 | 0.65131 | 33868.12 | 0 | 0 | 1 | 5000 | 33868.12 | 0 | 0 | 0 | 0 | 0 | 16208.88 | 0 | 0 | 0 | 0 | 0 | 16208.88
2022051805 | 4 | 0.54718 | 54718 | 0.61999 | 32239.48 | 0 | 0 | 1 | 5000 | 32239.48 | 0 | 0 | 0 | 0 | 0 | 17478.52 | 0 | 0 | 0 | 0 | 0 | 17478.52
2022051806 | 4 | 0.56097 | 56097 | 0.59734 | 31061.68 | 0 | 0 | 1 | 5000 | 31061.68 | 0 | 0 | 0 | 0 | 0 | 20035.32 | 0 | 0 | 0 | 0 | 0 | 20035.32
2022051807 | 4 | 0.58068 | 58068 | 0.58136 | 30230.72 | 0.00185 | 164.65 | 1 | 5000 | 30230.72 | 164.65 | 0 | 0 | 0 | 0 | 22672.63 | 0 | 0 | 0 | 0 | 0 | 22672.63
2022051808 | 4 | 0.59215 | 59215 | 0.55873 | 29053.96 | 0.13616 | 12118.24 | 1 | 5000 | 29053.96 | 12118.24 | 0 | 0 | 0 | 0 | 13042.8 | 0 | 0 | 0 | 0 | 0 | 13042.8
2022051809 | 4 | 0.61803 | 61803 | 0.50103 | 26053.56 | 0.50539 | 44979.71 | 1 | 5000 | 26053.56 | 30749.44 | 0 | 0 | 14230.27 | 14230.27 | 0 | 12095.7295 | 0 | 0 | 0 | 12095.7295 | 0
2022051810 | 4 | 0.64856 | 64856 | 0.49366 | 25670.32 | 0.6877 | 61205.3 | 1 | 5000 | 25670.32 | 34185.68 | 0 | 0 | 27019.62 | 27019.62 | 0 | 35062.4065 | 0 | 0 | 0 | 22966.677 | 0
2022051811 | 4 | 0.68275 | 68275 | 0.4748 | 24689.6 | 0.76081 | 67712.09 | 1 | 5000 | 24689.6 | 38585.4 | 0 | 0 | 29126.69 | 29126.69 | 0 | 59820.093 | 0 | 0 | 0 | 24757.6865 | 0
2022051812 | 4 | 0.71984 | 71984 | 0.43733 | 22741.16 | 0.77848 | 69284.72 | 1 | 5000 | 22741.16 | 44242.84 | 0 | 0 | 25041.88 | 25041.88 | 0 | 81105.691 | 0 | 0 | 0 | 21285.598 | 0
2022051813 | 4 | 0.76168 | 76168 | 0.41349 | 21501.48 | 0.77846 | 69282.94 | 1 | 5000 | 21501.48 | 49666.52 | 0 | 0 | 19616.42 | 19616.42 | 0 | 97779.648 | 0 | 0 | 0 | 16673.957 | 0
2022051814 | 4 | 0.798 | 79800 | 0.40493 | 21056.36 | 0.76327 | 67931.03 | 1 | 5000 | 21056.36 | 53743.64 | 0 | 0 | 14187.39 | 14187.39 | 0 | 109838.9295 | 0 | 0 | 0 | 12059.2815 | 0
2022051815 | 4 | 0.82768 | 82768 | 0.38228 | 19878.56 | 0.7494 | 66696.6 | 1 | 5000 | 19878.56 | 57889.44 | 0 | 0 | 8807.16 | 8807.16 | 0 | 117325.0155 | 0 | 0 | 0 | 7486.086 | 0
2022051816 | 4 | 0.85477 | 85477 | 0.37358 | 19426.16 | 0.7341 | 65334.9 | 1 | 5000 | 19426.16 | 61050.84 | 0 | 0 | 4284.06 | 4284.06 | 0 | 120966.4665 | 0 | 0 | 0 | 3641.451 | 0
2022051817 | 4 | 0.87604 | 87604 | 0.37133 | 19309.16 | 0.71918 | 64007.02 | 1 | 5000 | 19309.16 | 63294.84 | 0 | 0 | 712.18 | 712.18 | 0 | 121571.8195 | 0 | 0 | 0 | 605.353 | 0
2022051818 | 4 | 0.88015 | 88015 | 0.36399 | 18927.48 | 0.67547 | 60116.83 | 1 | 5000 | 18927.48 | 60116.83 | 0 | 0 | 0 | 0 | 3970.69 | 117601.1295 | 3970.69 | 0 | 0 | 0 | 0
2022051819 | 4 | 0.86102 | 86102 | 0.36637 | 19051.24 | 0.55411 | 49315.79 | 1 | 5000 | 19051.24 | 49315.79 | 0 | 0 | 0 | 0 | 12734.97 | 104866.1595 | 12734.97 | 0 | 0 | 0 | 0
2022051820 | 4 | 0.82673 | 82673 | 0.37113 | 19298.76 | 0.24301 | 21627.89 | 1 | 5000 | 19298.76 | 21627.89 | 0 | 0 | 0 | 0 | 36746.35 | 68119.8095 | 36746.35 | 0 | 0 | 0 | 0
2022051821 | 4 | 0.79588 | 79588 | 0.40406 | 21011.12 | 0.01361 | 1211.29 | 1 | 5000 | 21011.12 | 1211.29 | 0 | 0 | 0 | 0 | 52365.59 | 15754.2195 | 52365.59 | 0 | 0 | 0 | 0
2022051822 | 4 | 0.76703 | 76703 | 0.47987 | 24953.24 | 0 | 0 | 1 | 5000 | 24953.24 | 0 | 0 | 0 | 0 | 0 | 46749.76 | 0 | 15754.2195 | 0 | 0 | 0 | 30995.5405
2022051823 | 4 | 0.71656 | 71656 | 0.54965 | 28581.8 | 0 | 0 | 1 | 5000 | 28581.8 | 0 | 0 | 0 | 0 | 0 | 38074.2 | 0 | 0 | 0 | 0 | 0 | 38074.2
2022051824 | 4 | 0.66392 | 66392 | 0.5875 | 30550 | 0 | 0 | 1 | 5000 | 30550 | 0 | 0 | 0 | 0 | 0 | 30842 | 0 | 0 | 0 | 0 | 0 | 30842
2022051901 | 5 | 0.62167 | 62167 | 0.58608 | 30476.16 | 0 | 0 | 1 | 5000 | 30476.16 | 0 | 0 | 0 | 0 | 0 | 26690.84 | 0 | 0 | 0 | 0 | 0 | 26690.84
2022051902 | 5 | 0.58777 | 58777 | 0.59898 | 31146.96 | 0 | 0 | 1 | 5000 | 31146.96 | 0 | 0 | 0 | 0 | 0 | 22630.04 | 0 | 0 | 0 | 0 | 0 | 22630.04
2022051903 | 5 | 0.56544 | 56544 | 0.61618 | 32041.36 | 0 | 0 | 1 | 5000 | 32041.36 | 0 | 0 | 0 | 0 | 0 | 19502.64 | 0 | 0 | 0 | 0 | 0 | 19502.64
2022051904 | 5 | 0.55279 | 55279 | 0.61465 | 31961.8 | 0 | 0 | 1 | 5000 | 31961.8 | 0 | 0 | 0 | 0 | 0 | 18317.2 | 0 | 0 | 0 | 0 | 0 | 18317.2
2022051905 | 5 | 0.54782 | 54782 | 0.55047 | 28624.44 | 0 | 0 | 1 | 5000 | 28624.44 | 0 | 0 | 0 | 0 | 0 | 21157.56 | 0 | 0 | 0 | 0 | 0 | 21157.56
2022051906 | 5 | 0.56285 | 56285 | 0.46987 | 24433.24 | 0 | 0 | 1 | 5000 | 24433.24 | 0 | 0 | 0 | 0 | 0 | 26851.76 | 0 | 0 | 0 | 0 | 0 | 26851.76
2022051907 | 5 | 0.58394 | 58394 | 0.43393 | 22564.36 | 0.00112 | 99.68 | 1 | 5000 | 22564.36 | 99.68 | 0 | 0 | 0 | 0 | 30729.96 | 0 | 0 | 0 | 0 | 0 | 30729.96
2022051908 | 5 | 0.59257 | 59257 | 0.34605 | 17994.6 | 0.12481 | 11108.09 | 1 | 5000 | 17994.6 | 11108.09 | 0 | 0 | 0 | 0 | 25154.31 | 0 | 0 | 0 | 0 | 0 | 25154.31
2022051909 | 5 | 0.61712 | 61712 | 0.35026 | 18213.52 | 0.4831 | 42995.9 | 1 | 5000 | 18213.52 | 38498.48 | 0 | 0 | 4497.42 | 4497.42 | 0 | 3822.807 | 0 | 0 | 0 | 3822.807 | 0
2022051910 | 5 | 0.65505 | 65505 | 0.38306 | 19919.12 | 0.69055 | 61458.95 | 1 | 5000 | 19919.12 | 40585.88 | 0 | 0 | 20873.07 | 20873.07 | 0 | 21564.9165 | 0 | 0 | 0 | 17742.1095 | 0
2022051911 | 5 | 0.69465 | 69465 | 0.40526 | 21073.52 | 0.75239 | 66962.71 | 1 | 5000 | 21073.52 | 43391.48 | 0 | 0 | 23571.23 | 23571.23 | 0 | 41600.462 | 0 | 0 | 0 | 20035.5455 | 0
2022051912 | 5 | 0.73396 | 73396 | 0.40188 | 20897.76 | 0.77905 | 69335.45 | 1 | 5000 | 20897.76 | 47498.24 | 0 | 0 | 21837.21 | 21837.21 | 0 | 60162.0905 | 0 | 0 | 0 | 18561.6285 | 0
2022051913 | 5 | 0.77286 | 77286 | 0.38439 | 19988.28 | 0.80386 | 71543.54 | 1 | 5000 | 19988.28 | 52297.72 | 0 | 0 | 19245.82 | 19245.82 | 0 | 76521.0375 | 0 | 0 | 0 | 16358.947 | 0
2022051914 | 5 | 0.81182 | 81182 | 0.41316 | 21484.32 | 0.81441 | 72482.49 | 1 | 5000 | 21484.32 | 54697.68 | 0 | 0 | 17784.81 | 17784.81 | 0 | 91638.126 | 0 | 0 | 0 | 15117.0885 | 0
2022051915 | 5 | 0.84728 | 84728 | 0.47704 | 24806.08 | 0.79853 | 71069.17 | 1 | 5000 | 24806.08 | 54921.92 | 0 | 0 | 16147.25 | 16147.25 | 0 | 105363.2885 | 0 | 0 | 0 | 13725.1625 | 0
2022051916 | 5 | 0.87427 | 87427 | 0.53284 | 27707.68 | 0.76316 | 67921.24 | 1 | 5000 | 27707.68 | 54719.32 | 0 | 0 | 13201.92 | 13201.92 | 0 | 116584.9205 | 0 | 0 | 0 | 11221.632 | 0
2022051917 | 5 | 0.89168 | 89168 | 0.56379 | 29317.08 | 0.72939 | 64915.71 | 1 | 5000 | 29317.08 | 54850.92 | 0 | 0 | 10064.79 | 10064.79 | 0 | 125139.992 | 0 | 0 | 0 | 8555.0715 | 0
2022051918 | 5 | 0.88939 | 88939 | 0.57747 | 30028.44 | 0.69475 | 61832.75 | 1 | 5000 | 30028.44 | 53910.56 | 0 | 0 | 7922.19 | 7922.19 | 0 | 131873.8535 | 0 | 0 | 0 | 6733.8615 | 0
2022051919 | 5 | 0.86257 | 86257 | 0.57984 | 30151.68 | 0.57801 | 51442.89 | 1 | 5000 | 30151.68 | 51105.32 | 0 | 0 | 337.57 | 337.57 | 0 | 132160.788 | 0 | 0 | 0 | 286.9345 | 0
2022051920 | 5 | 0.82616 | 82616 | 0.57146 | 29715.92 | 0.27816 | 24756.24 | 1 | 5000 | 29715.92 | 24756.24 | 0 | 0 | 0 | 0 | 23143.84 | 109016.948 | 23143.84 | 0 | 0 | 0 | 0
2022051921 | 5 | 0.79856 | 79856 | 0.58718 | 30533.36 | 0.022 | 1958 | 1 | 5000 | 30533.36 | 1958 | 0 | 0 | 0 | 0 | 42364.64 | 66652.308 | 42364.64 | 0 | 0 | 0 | 0
2022051922 | 5 | 0.77213 | 77213 | 0.65573 | 34097.96 | 0 | 0 | 1 | 5000 | 34097.96 | 0 | 0 | 0 | 0 | 0 | 38115.04 | 28537.268 | 38115.04 | 0 | 0 | 0 | 0
2022051923 | 5 | 0.72792 | 72792 | 0.7058 | 36701.6 | 0 | 0 | 1 | 5000 | 36701.6 | 0 | 0 | 0 | 0 | 0 | 31090.4 | 0 | 28537.268 | 0 | 0 | 0 | 2553.132
2022051924 | 5 | 0.67897 | 67897 | 0.72929 | 37923.08 | 0 | 0 | 1 | 5000 | 37923.08 | 0 | 0 | 0 | 0 | 0 | 24973.92 | 0 | 0 | 0 | 0 | 0 | 24973.92
2022052001 | 6 | 0.63279 | 63279 | 0.72668 | 37787.36 | 0 | 0 | 1 | 5000 | 37787.36 | 0 | 0 | 0 | 0 | 0 | 20491.64 | 0 | 0 | 0 | 0 | 0 | 20491.64
2022052002 | 6 | 0.60365 | 60365 | 0.7259 | 37746.8 | 0 | 0 | 1 | 5000 | 37746.8 | 0 | 0 | 0 | 0 | 0 | 17618.2 | 0 | 0 | 0 | 0 | 0 | 17618.2
2022052003 | 6 | 0.58343 | 58343 | 0.72664 | 37785.28 | 0 | 0 | 1 | 5000 | 37785.28 | 0 | 0 | 0 | 0 | 0 | 15557.72 | 0 | 0 | 0 | 0 | 0 | 15557.72
2022052004 | 6 | 0.57108 | 57108 | 0.7186 | 37367.2 | 0 | 0 | 1 | 5000 | 37367.2 | 0 | 0 | 0 | 0 | 0 | 14740.8 | 0 | 0 | 0 | 0 | 0 | 14740.8
2022052005 | 6 | 0.57004 | 57004 | 0.707 | 36764 | 0 | 0 | 1 | 5000 | 36764 | 0 | 0 | 0 | 0 | 0 | 15240 | 0 | 0 | 0 | 0 | 0 | 15240
2022052006 | 6 | 0.58347 | 58347 | 0.67993 | 35356.36 | 0 | 0 | 1 | 5000 | 35356.36 | 0 | 0 | 0 | 0 | 0 | 17990.64 | 0 | 0 | 0 | 0 | 0 | 17990.64
2022052007 | 6 | 0.60776 | 60776 | 0.66564 | 34613.28 | 0.00109 | 97.01 | 1 | 5000 | 34613.28 | 97.01 | 0 | 0 | 0 | 0 | 21065.71 | 0 | 0 | 0 | 0 | 0 | 21065.71
2022052008 | 6 | 0.62332 | 62332 | 0.64218 | 33393.36 | 0.11949 | 10634.61 | 1 | 5000 | 33393.36 | 10634.61 | 0 | 0 | 0 | 0 | 13304.03 | 0 | 0 | 0 | 0 | 0 | 13304.03
2022052009 | 6 | 0.64623 | 64623 | 0.61326 | 31889.52 | 0.43664 | 38860.96 | 1 | 5000 | 31889.52 | 27733.48 | 0 | 0 | 11127.48 | 11127.48 | 0 | 9458.358 | 0 | 0 | 0 | 9458.358 | 0
2022052010 | 6 | 0.68101 | 68101 | 0.59546 | 30963.92 | 0.57236 | 50940.04 | 1 | 5000 | 30963.92 | 32137.08 | 0 | 0 | 18802.96 | 18802.96 | 0 | 25440.874 | 0 | 0 | 0 | 15982.516 | 0
2022052011 | 6 | 0.72171 | 72171 | 0.55808 | 29020.16 | 0.70859 | 63064.51 | 1 | 5000 | 29020.16 | 38150.84 | 0 | 0 | 24913.67 | 24913.67 | 0 | 46617.4935 | 0 | 0 | 0 | 21176.6195 | 0
2022052012 | 6 | 0.7608 | 76080 | 0.49494 | 25736.88 | 0.74382 | 66199.98 | 1 | 5000 | 25736.88 | 45343.12 | 0 | 0 | 20856.86 | 20856.86 | 0 | 64345.8245 | 0 | 0 | 0 | 17728.331 | 0
2022052013 | 6 | 0.799 | 79900 | 0.42121 | 21902.92 | 0.75797 | 67459.33 | 1 | 5000 | 21902.92 | 52997.08 | 0 | 0 | 14462.25 | 14462.25 | 0 | 76638.737 | 0 | 0 | 0 | 12292.9125 | 0
2022052014 | 6 | 0.83448 | 83448 | 0.35719 | 18573.88 | 0.75923 | 67571.47 | 1 | 5000 | 18573.88 | 59874.12 | 0 | 0 | 7697.35 | 7697.35 | 0 | 83181.4845 | 0 | 0 | 0 | 6542.7475 | 0
2022052015 | 6 | 0.8554 | 85540 | 0.30029 | 15615.08 | 0.74562 | 66360.18 | 1 | 5000 | 15615.08 | 64924.92 | 0 | 0 | 1435.26 | 1435.26 | 0 | 84401.4555 | 0 | 0 | 0 | 1219.971 | 0
2022052016 | 6 | 0.86869 | 86869 | 0.28431 | 14784.12 | 0.7323 | 65174.7 | 1 | 5000 | 14784.12 | 65174.7 | 0 | 0 | 0 | 0 | 1910.18 | 82491.2755 | 1910.18 | 0 | 0 | 0 | 0
2022052017 | 6 | 0.8742 | 87420 | 0.30165 | 15685.8 | 0.7027 | 62540.3 | 1 | 5000 | 15685.8 | 62540.3 | 0 | 0 | 0 | 0 | 4193.9 | 78297.3755 | 4193.9 | 0 | 0 | 0 | 0
2022052018 | 6 | 0.87141 | 87141 | 0.35265 | 18337.8 | 0.62905 | 55985.45 | 1 | 5000 | 18337.8 | 55985.45 | 0 | 0 | 0 | 0 | 7817.75 | 70479.6255 | 7817.75 | 0 | 0 | 0 | 0
2022052019 | 6 | 0.84561 | 84561 | 0.39796 | 20693.92 | 0.47622 | 42383.58 | 1 | 5000 | 20693.92 | 42383.58 | 0 | 0 | 0 | 0 | 16483.5 | 53996.1255 | 16483.5 | 0 | 0 | 0 | 0
2022052020 | 6 | 0.81151 | 81151 | 0.43855 | 22804.6 | 0.244 | 21716 | 1 | 5000 | 22804.6 | 21716 | 0 | 0 | 0 | 0 | 31630.4 | 22365.7255 | 31630.4 | 0 | 0 | 0 | 0
2022052021 | 6 | 0.78426 | 78426 | 0.43235 | 22482.2 | 0.02796 | 2488.44 | 1 | 5000 | 22482.2 | 2488.44 | 0 | 0 | 0 | 0 | 48455.36 | 0 | 22365.7255 | 0 | 0 | 0 | 26089.6345
2022052022 | 6 | 0.76052 | 76052 | 0.46612 | 24238.24 | 0 | 0 | 1 | 5000 | 24238.24 | 0 | 0 | 0 | 0 | 0 | 46813.76 | 0 | 0 | 0 | 0 | 0 | 46813.76
2022052023 | 6 | 0.72545 | 72545 | 0.52802 | 27457.04 | 0 | 0 | 1 | 5000 | 27457.04 | 0 | 0 | 0 | 0 | 0 | 40087.96 | 0 | 0 | 0 | 0 | 0 | 40087.96
2022052024 | 6 | 0.69033 | 69033 | 0.59068 | 30715.36 | 0 | 0 | 1 | 5000 | 30715.36 | 0 | 0 | 0 | 0 | 0 | 33317.64 | 0 | 0 | 0 | 0 | 0 | 33317.64
2022052101 | 7 | 0.65035 | 65035 | 0.59402 | 30889.04 | 0 | 0 | 1 | 5000 | 30889.04 | 0 | 0 | 0 | 0 | 0 | 29145.96 | 0 | 0 | 0 | 0 | 0 | 29145.96
2022052102 | 7 | 0.61866 | 61866 | 0.58433 | 30385.16 | 0 | 0 | 1 | 5000 | 30385.16 | 0 | 0 | 0 | 0 | 0 | 26480.84 | 0 | 0 | 0 | 0 | 0 | 26480.84
2022052103 | 7 | 0.59405 | 59405 | 0.57809 | 30060.68 | 0 | 0 | 1 | 5000 | 30060.68 | 0 | 0 | 0 | 0 | 0 | 24344.32 | 0 | 0 | 0 | 0 | 0 | 24344.32
2022052104 | 7 | 0.5776 | 57760 | 0.57146 | 29715.92 | 0 | 0 | 1 | 5000 | 29715.92 | 0 | 0 | 0 | 0 | 0 | 23044.08 | 0 | 0 | 0 | 0 | 0 | 23044.08
2022052105 | 7 | 0.56836 | 56836 | 0.57564 | 29933.28 | 0 | 0 | 1 | 5000 | 29933.28 | 0 | 0 | 0 | 0 | 0 | 21902.72 | 0 | 0 | 0 | 0 | 0 | 21902.72
2022052106 | 7 | 0.56689 | 56689 | 0.57078 | 29680.56 | 0 | 0 | 1 | 5000 | 29680.56 | 0 | 0 | 0 | 0 | 0 | 22008.44 | 0 | 0 | 0 | 0 | 0 | 22008.44
2022052107 | 7 | 0.57017 | 57017 | 0.56125 | 29185 | 0.00172 | 153.08 | 1 | 5000 | 29185 | 153.08 | 0 | 0 | 0 | 0 | 22678.92 | 0 | 0 | 0 | 0 | 0 | 22678.92
2022052108 | 7 | 0.58781 | 58781 | 0.60764 | 31597.28 | 0.12685 | 11289.65 | 1 | 5000 | 31597.28 | 11289.65 | 0 | 0 | 0 | 0 | 10894.07 | 0 | 0 | 0 | 0 | 0 | 10894.07
2022052109 | 7 | 0.61811 | 61811 | 0.62341 | 32417.32 | 0.27523 | 24495.47 | 1 | 5000 | 32417.32 | 24393.68 | 0 | 0 | 101.79 | 101.79 | 0 | 86.5215 | 0 | 0 | 0 | 86.5215 | 0
2022052110 | 7 | 0.65453 | 65453 | 0.60654 | 31540.08 | 0.37573 | 33439.97 | 1 | 5000 | 31540.08 | 28912.92 | 0 | 0 | 4527.05 | 4527.05 | 0 | 3934.514 | 0 | 0 | 0 | 3847.9925 | 0
2022052111 | 7 | 0.69731 | 69731 | 0.5833 | 30331.6 | 0.53976 | 48038.64 | 1 | 5000 | 30331.6 | 34399.4 | 0 | 0 | 13639.24 | 13639.24 | 0 | 15527.868 | 0 | 0 | 0 | 11593.354 | 0
2022052112 | 7 | 0.73835 | 73835 | 0.56848 | 29560.96 | 0.57452 | 51132.28 | 1 | 5000 | 29560.96 | 39274.04 | 0 | 0 | 11858.24 | 11858.24 | 0 | 25607.372 | 0 | 0 | 0 | 10079.504 | 0
2022052113 | 7 | 0.77591 | 77591 | 0.53201 | 27664.52 | 0.61398 | 54644.22 | 1 | 5000 | 27664.52 | 44926.48 | 0 | 0 | 9717.74 | 9717.74 | 0 | 33867.451 | 0 | 0 | 0 | 8260.079 | 0
2022052114 | 7 | 0.80585 | 80585 | 0.49726 | 25857.52 | 0.64108 | 57056.12 | 1 | 5000 | 25857.52 | 49727.48 | 0 | 0 | 7328.64 | 7328.64 | 0 | 40096.795 | 0 | 0 | 0 | 6229.344 | 0
2022052115 | 7 | 0.82704 | 82704 | 0.46906 | 24391.12 | 0.6929 | 61668.1 | 1 | 5000 | 24391.12 | 53312.88 | 0 | 0 | 8355.22 | 8355.22 | 0 | 47198.732 | 0 | 0 | 0 | 7101.937 | 0
2022052116 | 7 | 0.83792 | 83792 | 0.45231 | 23520.12 | 0.74577 | 66373.53 | 1 | 5000 | 23520.12 | 55271.88 | 0 | 0 | 11101.65 | 11101.65 | 0 | 56635.1345 | 0 | 0 | 0 | 9436.4025 | 0
2022052117 | 7 | 0.83696 | 83696 | 0.45759 | 23794.68 | 0.71731 | 63840.59 | 1 | 5000 | 23794.68 | 54901.32 | 0 | 0 | 8939.27 | 8939.27 | 0 | 64233.514 | 0 | 0 | 0 | 7598.3795 | 0
2022052118 | 7 | 0.81733 | 81733 | 0.49874 | 25934.48 | 0.64487 | 57393.43 | 1 | 5000 | 25934.48 | 50798.52 | 0 | 0 | 6594.91 | 6594.91 | 0 | 69839.1875 | 0 | 0 | 0 | 5605.6735 | 0
2022052119 | 7 | 0.77813 | 77813 | 0.54866 | 28530.32 | 0.46136 | 41061.04 | 1 | 5000 | 28530.32 | 41061.04 | 0 | 0 | 0 | 0 | 3221.64 | 66617.5475 | 3221.64 | 0 | 0 | 0 | 0
2022052120 | 7 | 0.7396 | 73960 | 0.59364 | 30869.28 | 0.23006 | 20475.34 | 1 | 5000 | 30869.28 | 20475.34 | 0 | 0 | 0 | 0 | 17615.38 | 49002.1675 | 17615.38 | 0 | 0 | 0 | 0
2022052121 | 7 | 0.71526 | 71526 | 0.63045 | 32783.4 | 0.02212 | 1968.68 | 1 | 5000 | 32783.4 | 1968.68 | 0 | 0 | 0 | 0 | 31773.92 | 17228.2475 | 31773.92 | 0 | 0 | 0 | 0
2022052122 | 7 | 0.69017 | 69017 | 0.62492 | 32495.84 | 0 | 0 | 1 | 5000 | 32495.84 | 0 | 0 | 0 | 0 | 0 | 31521.16 | 0 | 17228.2475 | 0 | 0 | 0 | 14292.9125
2022052123 | 7 | 0.65478 | 65478 | 0.66017 | 34328.84 | 0 | 0 | 1 | 5000 | 34328.84 | 0 | 0 | 0 | 0 | 0 | 26149.16 | 0 | 0 | 0 | 0 | 0 | 26149.16
2022052124 | 7 | 0.61304 | 61304 | 0.64984 | 33791.68 | 0 | 0 | 1 | 5000 | 33791.68 | 0 | 0 | 0 | 0 | 0 | 22512.32 | 0 | 0 | 0 | 0 | 0 | 22512.32
2022052201 | 1 | 0.57436 | 57436 | 0.62847 | 32680.44 | 0 | 0 | 1 | 5000 | 32680.44 | 0 | 0 | 0 | 0 | 0 | 19755.56 | 0 | 0 | 0 | 0 | 0 | 19755.56
2022052202 | 1 | 0.54086 | 54086 | 0.61376 | 31915.52 | 0 | 0 | 1 | 5000 | 31915.52 | 0 | 0 | 0 | 0 | 0 | 17170.48 | 0 | 0 | 0 | 0 | 0 | 17170.48
2022052203 | 1 | 0.51391 | 51391 | 0.60291 | 31351.32 | 0 | 0 | 1 | 5000 | 31351.32 | 0 | 0 | 0 | 0 | 0 | 15039.68 | 0 | 0 | 0 | 0 | 0 | 15039.68
2022052204 | 1 | 0.49169 | 49169 | 0.58383 | 30359.16 | 0 | 0 | 1 | 5000 | 30359.16 | 0 | 0 | 0 | 0 | 0 | 13809.84 | 0 | 0 | 0 | 0 | 0 | 13809.84
2022052205 | 1 | 0.47124 | 47124 | 0.5589 | 29062.8 | 0 | 0 | 1 | 5000 | 29062.8 | 0 | 0 | 0 | 0 | 0 | 13061.2 | 0 | 0 | 0 | 0 | 0 | 13061.2
2022052206 | 1 | 0.46457 | 46457 | 0.5369 | 27918.8 | 0 | 0 | 1 | 5000 | 27918.8 | 0 | 0 | 0 | 0 | 0 | 13538.2 | 0 | 0 | 0 | 0 | 0 | 13538.2
2022052207 | 1 | 0.46217 | 46217 | 0.52835 | 27474.2 | 0.00017 | 15.13 | 1 | 5000 | 27474.2 | 15.13 | 0 | 0 | 0 | 0 | 13727.67 | 0 | 0 | 0 | 0 | 0 | 13727.67
2022052208 | 1 | 0.46845 | 46845 | 0.51829 | 26951.08 | 0.03226 | 2871.14 | 1 | 5000 | 26951.08 | 2871.14 | 0 | 0 | 0 | 0 | 12022.78 | 0 | 0 | 0 | 0 | 0 | 12022.78
2022052209 | 1 | 0.48483 | 48483 | 0.51235 | 26642.2 | 0.11969 | 10652.41 | 1 | 5000 | 26642.2 | 10652.41 | 0 | 0 | 0 | 0 | 6188.39 | 0 | 0 | 0 | 0 | 0 | 6188.39
2022052210 | 1 | 0.50577 | 50577 | 0.52415 | 27255.8 | 0.19196 | 17084.44 | 1 | 5000 | 27255.8 | 17084.44 | 0 | 0 | 0 | 0 | 1236.76 | 0 | 0 | 0 | 0 | 0 | 1236.76
2022052211 | 1 | 0.52148 | 52148 | 0.4578 | 23805.6 | 0.34577 | 30773.53 | 1 | 5000 | 23805.6 | 23342.4 | 0 | 0 | 7431.13 | 7431.13 | 0 | 6316.4605 | 0 | 0 | 0 | 6316.4605 | 0
2022052212 | 1 | 0.53699 | 53699 | 0.33076 | 17199.52 | 0.48642 | 43291.38 | 1 | 5000 | 17199.52 | 31499.48 | 0 | 0 | 11791.9 | 11791.9 | 0 | 16339.5755 | 0 | 0 | 0 | 10023.115 | 0
2022052213 | 1 | 0.55546 | 55546 | 0.26128 | 13586.56 | 0.58226 | 51821.14 | 1 | 5000 | 13586.56 | 36959.44 | 0 | 0 | 14861.7 | 14861.7 | 0 | 28972.0205 | 0 | 0 | 0 | 12632.445 | 0
2022052214 | 1 | 0.57534 | 57534 | 0.20219 | 10513.88 | 0.62457 | 55586.73 | 1 | 5000 | 10513.88 | 42020.12 | 0 | 0 | 13566.61 | 13566.61 | 0 | 40503.639 | 0 | 0 | 0 | 11531.6185 | 0
2022052215 | 1 | 0.59615 | 59615 | 0.13657 | 7101.64 | 0.64154 | 57097.06 | 1 | 5000 | 7101.64 | 47513.36 | 0 | 0 | 9583.7 | 9583.7 | 0 | 48649.784 | 0 | 0 | 0 | 8146.145 | 0
2022052216 | 1 | 0.61535 | 61535 | 0.09887 | 5141.24 | 0.63435 | 56457.15 | 1 | 5000 | 5141.24 | 51393.76 | 0 | 0 | 5063.39 | 5063.39 | 0 | 52953.6655 | 0 | 0 | 0 | 4303.8815 | 0
2022052217 | 1 | 0.63296 | 63296 | 0.08766 | 4558.32 | 0.58718 | 52259.02 | 1 | 5000 | 4558.32 | 52259.02 | 0 | 0 | 0 | 0 | 1478.66 | 51475.0055 | 1478.66 | 0 | 0 | 0 | 0
2022052218 | 1 | 0.6421 | 64210 | 0.08586 | 4464.72 | 0.48138 | 42842.82 | 1 | 5000 | 4464.72 | 42842.82 | 0 | 0 | 0 | 0 | 11902.46 | 39572.5455 | 11902.46 | 0 | 0 | 0 | 0
2022052219 | 1 | 0.63959 | 63959 | 0.1271 | 6609.2 | 0.32121 | 28587.69 | 1 | 5000 | 6609.2 | 28587.69 | 0 | 0 | 0 | 0 | 23762.11 | 15810.4355 | 23762.11 | 0 | 0 | 0 | 0
2022052220 | 1 | 0.62451 | 62451 | 0.16289 | 8470.28 | 0.13178 | 11728.42 | 1 | 5000 | 8470.28 | 11728.42 | 0 | 0 | 0 | 0 | 37252.3 | 0 | 15810.4355 | 0 | 0 | 0 | 21441.8645
2022052221 | 1 | 0.61477 | 61477 | 0.18189 | 9458.28 | 0.01186 | 1055.54 | 1 | 5000 | 9458.28 | 1055.54 | 0 | 0 | 0 | 0 | 45963.18 | 0 | 0 | 0 | 0 | 0 | 45963.18
2022052222 | 1 | 0.60241 | 60241 | 0.21661 | 11263.72 | 0.00502 | 446.78 | 1 | 5000 | 11263.72 | 446.78 | 0 | 0 | 0 | 0 | 43530.5 | 0 | 0 | 0 | 0 | 0 | 43530.5
2022052223 | 1 | 0.57054 | 57054 | 0.25652 | 13339.04 | 0.00502 | 446.78 | 1 | 5000 | 13339.04 | 446.78 | 0 | 0 | 0 | 0 | 38268.18 | 0 | 0 | 0 | 0 | 0 | 38268.18
2022052224 | 1 | 0.52984 | 52984 | 0.28774 | 14962.48 | 0.00502 | 446.78 | 1 | 5000 | 14962.48 | 446.78 | 0 | 0 | 0 | 0 | 32574.74 | 0 | 0 | 0 | 0 | 0 | 32574.74
2022052301 | 2 | 0.49595 | 49595 | 0.29495 | 15337.4 | 0.00502 | 446.78 | 1 | 5000 | 15337.4 | 446.78 | 0 | 0 | 0 | 0 | 28810.82 | 0 | 0 | 0 | 0 | 0 | 28810.82
2022052302 | 2 | 0.47244 | 47244 | 0.28687 | 14917.24 | 0.00502 | 446.78 | 1 | 5000 | 14917.24 | 446.78 | 0 | 0 | 0 | 0 | 26879.98 | 0 | 0 | 0 | 0 | 0 | 26879.98
2022052303 | 2 | 0.4579 | 45790 | 0.25742 | 13385.84 | 0.00502 | 446.78 | 1 | 5000 | 13385.84 | 446.78 | 0 | 0 | 0 | 0 | 26957.38 | 0 | 0 | 0 | 0 | 0 | 26957.38
2022052304 | 2 | 0.45461 | 45461 | 0.23854 | 12404.08 | 0.00502 | 446.78 | 1 | 5000 | 12404.08 | 446.78 | 0 | 0 | 0 | 0 | 27610.14 | 0 | 0 | 0 | 0 | 0 | 27610.14
2022052305 | 2 | 0.457 | 45700 | 0.22907 | 11911.64 | 0.00355 | 315.95 | 1 | 5000 | 11911.64 | 315.95 | 0 | 0 | 0 | 0 | 28472.41 | 0 | 0 | 0 | 0 | 0 | 28472.41
2022052306 | 2 | 0.47765 | 47765 | 0.22731 | 11820.12 | 0 | 0 | 1 | 5000 | 11820.12 | 0 | 0 | 0 | 0 | 0 | 30944.88 | 0 | 0 | 0 | 0 | 0 | 30944.88
2022052307 | 2 | 0.50368 | 50368 | 0.22847 | 11880.44 | 0.00043 | 38.27 | 1 | 5000 | 11880.44 | 38.27 | 0 | 0 | 0 | 0 | 33449.29 | 0 | 0 | 0 | 0 | 0 | 33449.29
2022052308 | 2 | 0.51806 | 51806 | 0.22763 | 11836.76 | 0.03736 | 3325.04 | 1 | 5000 | 11836.76 | 3325.04 | 0 | 0 | 0 | 0 | 31644.2 | 0 | 0 | 0 | 0 | 0 | 31644.2
2022052309 | 2 | 0.53048 | 53048 | 0.229 | 11908 | 0.1419 | 12629.1 | 1 | 5000 | 11908 | 12629.1 | 0 | 0 | 0 | 0 | 23510.9 | 0 | 0 | 0 | 0 | 0 | 23510.9
2022052310 | 2 | 0.54595 | 54595 | 0.23477 | 12208.04 | 0.28127 | 25033.03 | 1 | 5000 | 12208.04 | 25033.03 | 0 | 0 | 0 | 0 | 12353.93 | 0 | 0 | 0 | 0 | 0 | 12353.93
2022052311 | 2 | 0.56583 | 56583 | 0.23407 | 12171.64 | 0.37663 | 33520.07 | 1 | 5000 | 12171.64 | 33520.07 | 0 | 0 | 0 | 0 | 5891.29 | 0 | 0 | 0 | 0 | 0 | 5891.29
2022052312 | 2 | 0.59228 | 59228 | 0.26439 | 13748.28 | 0.44429 | 39541.81 | 1 | 5000 | 13748.28 | 39541.81 | 0 | 0 | 0 | 0 | 937.91 | 0 | 0 | 0 | 0 | 0 | 937.91
2022052313 | 2 | 0.61926 | 61926 | 0.31051 | 16146.52 | 0.50993 | 45383.77 | 1 | 5000 | 16146.52 | 40779.48 | 0 | 0 | 4604.29 | 4604.29 | 0 | 3913.6465 | 0 | 0 | 0 | 3913.6465 | 0
2022052314 | 2 | 0.64873 | 64873 | 0.34309 | 17840.68 | 0.51896 | 46187.44 | 1 | 5000 | 17840.68 | 42032.32 | 0 | 0 | 4155.12 | 4155.12 | 0 | 7445.4985 | 0 | 0 | 0 | 3531.852 | 0
2022052315 | 2 | 0.67343 | 67343 | 0.36852 | 19163.04 | 0.47688 | 42442.32 | 1 | 5000 | 19163.04 | 42442.32 | 0 | 0 | 0 | 0 | 737.64 | 6707.8585 | 737.64 | 0 | 0 | 0 | 0
2022052316 | 2 | 0.69606 | 69606 | 0.40385 | 21000.2 | 0.47946 | 42671.94 | 1 | 5000 | 21000.2 | 42671.94 | 0 | 0 | 0 | 0 | 933.86 | 5773.9985 | 933.86 | 0 | 0 | 0 | 0
2022052317 | 2 | 0.70533 | 70533 | 0.41157 | 21401.64 | 0.52335 | 46578.15 | 1 | 5000 | 21401.64 | 44131.36 | 0 | 0 | 2446.79 | 2446.79 | 0 | 7853.77 | 0 | 0 | 0 | 2079.7715 | 0
2022052318 | 2 | 0.70245 | 70245 | 0.44866 | 23330.32 | 0.53808 | 47889.12 | 1 | 5000 | 23330.32 | 41914.68 | 0 | 0 | 5974.44 | 5974.44 | 0 | 12932.044 | 0 | 0 | 0 | 5078.274 | 0
2022052319 | 2 | 0.68585 | 68585 | 0.49966 | 25982.32 | 0.4096 | 36454.4 | 1 | 5000 | 25982.32 | 36454.4 | 0 | 0 | 0 | 0 | 1148.28 | 11783.764 | 1148.28 | 0 | 0 | 0 | 0
2022052320 | 2 | 0.66299 | 66299 | 0.53255 | 27692.6 | 0.14009 | 12468.01 | 1 | 5000 | 27692.6 | 12468.01 | 0 | 0 | 0 | 0 | 21138.39 | 0 | 11783.764 | 0 | 0 | 0 | 9354.626
2022052321 | 2 | 0.65302 | 65302 | 0.55802 | 29017.04 | 0.01255 | 1116.95 | 1 | 5000 | 29017.04 | 1116.95 | 0 | 0 | 0 | 0 | 30168.01 | 0 | 0 | 0 | 0 | 0 | 30168.01
2022052322 | 2 | 0.63472 | 63472 | 0.54249 | 28209.48 | 0 | 0 | 1 | 5000 | 28209.48 | 0 | 0 | 0 | 0 | 0 | 30262.52 | 0 | 0 | 0 | 0 | 0 | 30262.52
2022052323 | 2 | 0.59694 | 59694 | 0.5312 | 27622.4 | 0 | 0 | 1 | 5000 | 27622.4 | 0 | 0 | 0 | 0 | 0 | 27071.6 | 0 | 0 | 0 | 0 | 0 | 27071.6
2022052324 | 2 | 0.55275 | 55275 | 0.49932 | 25964.64 | 0 | 0 | 1 | 5000 | 25964.64 | 0 | 0 | 0 | 0 | 0 | 24310.36 | 0 | 0 | 0 | 0 | 0 | 24310.36
2022052401 | 3 | 0.52001 | 52001 | 0.49852 | 25923.04 | 0 | 0 | 1 | 5000 | 25923.04 | 0 | 0 | 0 | 0 | 0 | 21077.96 | 0 | 0 | 0 | 0 | 0 | 21077.96
2022052402 | 3 | 0.49781 | 49781 | 0.50277 | 26144.04 | 0 | 0 | 1 | 5000 | 26144.04 | 0 | 0 | 0 | 0 | 0 | 18636.96 | 0 | 0 | 0 | 0 | 0 | 18636.96
2022052403 | 3 | 0.48214 | 48214 | 0.44783 | 23287.16 | 0 | 0 | 1 | 5000 | 23287.16 | 0 | 0 | 0 | 0 | 0 | 19926.84 | 0 | 0 | 0 | 0 | 0 | 19926.84
2022052404 | 3 | 0.47844 | 47844 | 0.47874 | 24894.48 | 0 | 0 | 1 | 5000 | 24894.48 | 0 | 0 | 0 | 0 | 0 | 17949.52 | 0 | 0 | 0 | 0 | 0 | 17949.52
2022052405 | 3 | 0.47819 | 47819 | 0.47331 | 24612.12 | 0 | 0 | 1 | 5000 | 24612.12 | 0 | 0 | 0 | 0 | 0 | 18206.88 | 0 | 0 | 0 | 0 | 0 | 18206.88
2022052406 | 3 | 0.49677 | 49677 | 0.44903 | 23349.56 | 0.00025 | 22.25 | 1 | 5000 | 23349.56 | 22.25 | 0 | 0 | 0 | 0 | 21305.19 | 0 | 0 | 0 | 0 | 0 | 21305.19
2022052407 | 3 | 0.52113 | 52113 | 0.36709 | 19088.68 | 0.00089 | 79.21 | 1 | 5000 | 19088.68 | 79.21 | 0 | 0 | 0 | 0 | 27945.11 | 0 | 0 | 0 | 0 | 0 | 27945.11
2022052408 | 3 | 0.5328 | 53280 | 0.27297 | 14194.44 | 0.04029 | 3585.81 | 1 | 5000 | 14194.44 | 3585.81 | 0 | 0 | 0 | 0 | 30499.75 | 0 | 0 | 0 | 0 | 0 | 30499.75
2022052409 | 3 | 0.54567 | 54567 | 0.23753 | 12351.56 | 0.15262 | 13583.18 | 1 | 5000 | 12351.56 | 13583.18 | 0 | 0 | 0 | 0 | 23632.26 | 0 | 0 | 0 | 0 | 0 | 23632.26
2022052410 | 3 | 0.56082 | 56082 | 0.20767 | 10798.84 | 0.24849 | 22115.61 | 1 | 5000 | 10798.84 | 22115.61 | 0 | 0 | 0 | 0 | 18167.55 | 0 | 0 | 0 | 0 | 0 | 18167.55
2022052411 | 3 | 0.58001 | 58001 | 0.2017 | 10488.4 | 0.33226 | 29571.14 | 1 | 5000 | 10488.4 | 29571.14 | 0 | 0 | 0 | 0 | 12941.46 | 0 | 0 | 0 | 0 | 0 | 12941.46
2022052412 | 3 | 0.58683 | 58683 | 0.17511 | 9105.72 | 0.46062 | 40995.18 | 1 | 5000 | 9105.72 | 40995.18 | 0 | 0 | 0 | 0 | 3582.1 | 0 | 0 | 0 | 0 | 0 | 3582.1
2022052413 | 3 | 0.5953 | 59530 | 0.14559 | 7570.68 | 0.5317 | 47321.3 | 1 | 5000 | 7570.68 | 46959.32 | 0 | 0 | 361.98 | 361.98 | 0 | 307.683 | 0 | 0 | 0 | 307.683 | 0
2022052414 | 3 | 0.61319 | 61319 | 0.16915 | 8795.8 | 0.53955 | 48019.95 | 1 | 5000 | 8795.8 | 47523.2 | 0 | 0 | 496.75 | 496.75 | 0 | 729.9205 | 0 | 0 | 0 | 422.2375 | 0
2022052415 | 3 | 0.62814 | 62814 | 0.23214 | 12071.28 | 0.52108 | 46376.12 | 1 | 5000 | 12071.28 | 45742.72 | 0 | 0 | 633.4 | 633.4 | 0 | 1268.3105 | 0 | 0 | 0 | 538.39 | 0
2022052416 | 3 | 0.6426 | 64260 | 0.29811 | 15501.72 | 0.46 | 40940 | 1 | 5000 | 15501.72 | 40940 | 0 | 0 | 0 | 0 | 2818.28 | 0 | 1268.3105 | 0 | 0 | 0 | 1549.9695
2022052417 | 3 | 0.66363 | 66363 | 0.36811 | 19141.72 | 0.36124 | 32150.36 | 1 | 5000 | 19141.72 | 32150.36 | 0 | 0 | 0 | 0 | 10070.92 | 0 | 0 | 0 | 0 | 0 | 10070.92
2022052418 | 3 | 0.66908 | 66908 | 0.41506 | 21583.12 | 0.29207 | 25994.23 | 1 | 5000 | 21583.12 | 25994.23 | 0 | 0 | 0 | 0 | 14330.65 | 0 | 0 | 0 | 0 | 0 | 14330.65
2022052419 | 3 | 0.65526 | 65526 | 0.46176 | 24011.52 | 0.14216 | 12652.24 | 1 | 5000 | 24011.52 | 12652.24 | 0 | 0 | 0 | 0 | 23862.24 | 0 | 0 | 0 | 0 | 0 | 23862.24
2022052420 | 3 | 0.63625 | 63625 | 0.49113 | 25538.76 | 0.04909 | 4369.01 | 1 | 5000 | 25538.76 | 4369.01 | 0 | 0 | 0 | 0 | 28717.23 | 0 | 0 | 0 | 0 | 0 | 28717.23
2022052421 | 3 | 0.62867 | 62867 | 0.56826 | 29549.52 | 0.00797 | 709.33 | 1 | 5000 | 29549.52 | 709.33 | 0 | 0 | 0 | 0 | 27608.15 | 0 | 0 | 0 | 0 | 0 | 27608.15
2022052422 | 3 | 0.61442 | 61442 | 0.59581 | 30982.12 | 0 | 0 | 1 | 5000 | 30982.12 | 0 | 0 | 0 | 0 | 0 | 25459.88 | 0 | 0 | 0 | 0 | 0 | 25459.88
2022052423 | 3 | 0.57437 | 57437 | 0.53869 | 28011.88 | 0 | 0 | 1 | 5000 | 28011.88 | 0 | 0 | 0 | 0 | 0 | 24425.12 | 0 | 0 | 0 | 0 | 0 | 24425.12
2022052424 | 3 | 0.53191 | 53191 | 0.48731 | 25340.12 | 0 | 0 | 1 | 5000 | 25340.12 | 0 | 0 | 0 | 0 | 0 | 22850.88 | 0 | 0 | 0 | 0 | 0 | 22850.88
2022052501 | 4 | 0.49313 | 49313 | 0.52386 | 27240.72 | 0 | 0 | 1 | 5000 | 27240.72 | 0 | 0 | 0 | 0 | 0 | 17072.28 | 0 | 0 | 0 | 0 | 0 | 17072.28
2022052502 | 4 | 0.46929 | 46929 | 0.53986 | 28072.72 | 0 | 0 | 1 | 5000 | 28072.72 | 0 | 0 | 0 | 0 | 0 | 13856.28 | 0 | 0 | 0 | 0 | 0 | 13856.28
2022052503 | 4 | 0.45282 | 45282 | 0.48234 | 25081.68 | 0 | 0 | 1 | 5000 | 25081.68 | 0 | 0 | 0 | 0 | 0 | 15200.32 | 0 | 0 | 0 | 0 | 0 | 15200.32
2022052504 | 4 | 0.43785 | 43785 | 0.45278 | 23544.56 | 0 | 0 | 1 | 5000 | 23544.56 | 0 | 0 | 0 | 0 | 0 | 15240.44 | 0 | 0 | 0 | 0 | 0 | 15240.44
2022052505 | 4 | 0.43432 | 43432 | 0.44565 | 23173.8 | 0 | 0 | 1 | 5000 | 23173.8 | 0 | 0 | 0 | 0 | 0 | 15258.2 | 0 | 0 | 0 | 0 | 0 | 15258.2
2022052506 | 4 | 0.45102 | 45102 | 0.45944 | 23890.88 | 0 | 0 | 1 | 5000 | 23890.88 | 0 | 0 | 0 | 0 | 0 | 16211.12 | 0 | 0 | 0 | 0 | 0 | 16211.12
2022052507 | 4 | 0.47807 | 47807 | 0.45748 | 23788.96 | 0.00075 | 66.75 | 1 | 5000 | 23788.96 | 66.75 | 0 | 0 | 0 | 0 | 18951.29 | 0 | 0 | 0 | 0 | 0 | 18951.29
2022052508 | 4 | 0.49115 | 49115 | 0.44756 | 23273.12 | 0.08426 | 7499.14 | 1 | 5000 | 23273.12 | 7499.14 | 0 | 0 | 0 | 0 | 13342.74 | 0 | 0 | 0 | 0 | 0 | 13342.74
2022052509 | 4 | 0.50436 | 50436 | 0.43489 | 22614.28 | 0.26212 | 23328.68 | 1 | 5000 | 22614.28 | 22821.72 | 0 | 0 | 506.96 | 506.96 | 0 | 430.916 | 0 | 0 | 0 | 430.916 | 0
2022052510 | 4 | 0.5186 | 51860 | 0.47278 | 24584.56 | 0.29467 | 26225.63 | 1 | 5000 | 24584.56 | 22275.44 | 0 | 0 | 3950.19 | 3950.19 | 0 | 3788.5775 | 0 | 0 | 0 | 3357.6615 | 0
2022052511 | 4 | 0.53378 | 53378 | 0.47557 | 24729.64 | 0.36357 | 32357.73 | 1 | 5000 | 24729.64 | 23648.36 | 0 | 0 | 8709.37 | 8709.37 | 0 | 11191.542 | 0 | 0 | 0 | 7402.9645 | 0
2022052512 | 4 | 0.54912 | 54912 | 0.44471 | 23124.92 | 0.47705 | 42457.45 | 1 | 5000 | 23124.92 | 26787.08 | 0 | 0 | 15670.37 | 15670.37 | 0 | 24511.3565 | 0 | 0 | 0 | 13319.8145 | 0
2022052513 | 4 | 0.56655 | 56655 | 0.44895 | 23345.4 | 0.48193 | 42891.77 | 1 | 5000 | 23345.4 | 28309.6 | 0 | 0 | 14582.17 | 14582.17 | 0 | 36906.201 | 0 | 0 | 0 | 12394.8445 | 0
2022052514 | 4 | 0.58717 | 58717 | 0.43185 | 22456.2 | 0.52519 | 46741.91 | 1 | 5000 | 22456.2 | 31260.8 | 0 | 0 | 15481.11 | 15481.11 | 0 | 50065.1445 | 0 | 0 | 0 | 13158.9435 | 0
2022052515 | 4 | 0.60658 | 60658 | 0.42456 | 22077.12 | 0.53298 | 47435.22 | 1 | 5000 | 22077.12 | 33580.88 | 0 | 0 | 13854.34 | 13854.34 | 0 | 61841.3335 | 0 | 0 | 0 | 11776.189 | 0
2022052516 | 4 | 0.62482 | 62482 | 0.4346 | 22599.2 | 0.4814 | 42844.6 | 1 | 5000 | 22599.2 | 34882.8 | 0 | 0 | 7961.8 | 7961.8 | 0 | 68608.8635 | 0 | 0 | 0 | 6767.53 | 0
2022052517 | 4 | 0.64009 | 64009 | 0.42381 | 22038.12 | 0.44852 | 39918.28 | 1 | 5000 | 22038.12 | 36970.88 | 0 | 0 | 2947.4 | 2947.4 | 0 | 71114.1535 | 0 | 0 | 0 | 2505.29 | 0
2022052518 | 4 | 0.64714 | 64714 | 0.38151 | 19838.52 | 0.45334 | 40347.26 | 1 | 5000 | 19838.52 | 39875.48 | 0 | 0 | 471.78 | 471.78 | 0 | 71515.1665 | 0 | 0 | 0 | 401.013 | 0
2022052519 | 4 | 0.6407 | 64070 | 0.34085 | 17724.2 | 0.43913 | 39082.57 | 1 | 5000 | 17724.2 | 39082.57 | 0 | 0 | 0 | 0 | 2263.23 | 69251.9365 | 2263.23 | 0 | 0 | 0 | 0
2022052520 | 4 | 0.62098 | 62098 | 0.25563 | 13292.76 | 0.29501 | 26255.89 | 1 | 5000 | 13292.76 | 26255.89 | 0 | 0 | 0 | 0 | 17549.35 | 51702.5865 | 17549.35 | 0 | 0 | 0 | 0
2022052521 | 4 | 0.60158 | 60158 | 0.12388 | 6441.76 | 0.02914 | 2593.46 | 1 | 5000 | 6441.76 | 2593.46 | 0 | 0 | 0 | 0 | 46122.78 | 5579.8065 | 46122.78 | 0 | 0 | 0 | 0
2022052522 | 4 | 0.58332 | 58332 | 0.06178 | 3212.56 | 0 | 0 | 1 | 5000 | 3212.56 | 0 | 0 | 0 | 0 | 0 | 50119.44 | 0 | 5579.8065 | 0 | 0 | 0 | 44539.6335
2022052523 | 4 | 0.54568 | 54568 | 0.04572 | 2377.44 | 0 | 0 | 1 | 5000 | 2377.44 | 0 | 0 | 0 | 0 | 0 | 47190.56 | 0 | 0 | 0 | 0 | 0 | 47190.56
2022052524 | 4 | 0.50365 | 50365 | 0.05275 | 2743 | 0 | 0 | 1 | 5000 | 2743 | 0 | 0 | 0 | 0 | 0 | 42622 | 0 | 0 | 0 | 0 | 0 | 42622
2022052601 | 5 | 0.46921 | 46921 | 0.07323 | 3807.96 | 0 | 0 | 1 | 5000 | 3807.96 | 0 | 0 | 0 | 0 | 0 | 38113.04 | 0 | 0 | 0 | 0 | 0 | 38113.04
2022052602 | 5 | 0.44725 | 44725 | 0.11586 | 6024.72 | 0 | 0 | 1 | 5000 | 6024.72 | 0 | 0 | 0 | 0 | 0 | 33700.28 | 0 | 0 | 0 | 0 | 0 | 33700.28
2022052603 | 5 | 0.43204 | 43204 | 0.19509 | 10144.68 | 0 | 0 | 1 | 5000 | 10144.68 | 0 | 0 | 0 | 0 | 0 | 28059.32 | 0 | 0 | 0 | 0 | 0 | 28059.32
2022052604 | 5 | 0.42602 | 42602 | 0.25738 | 13383.76 | 0 | 0 | 1 | 5000 | 13383.76 | 0 | 0 | 0 | 0 | 0 | 24218.24 | 0 | 0 | 0 | 0 | 0 | 24218.24
2022052605 | 5 | 0.43177 | 43177 | 0.28766 | 14958.32 | 0 | 0 | 1 | 5000 | 14958.32 | 0 | 0 | 0 | 0 | 0 | 23218.68 | 0 | 0 | 0 | 0 | 0 | 23218.68
2022052606 | 5 | 0.44713 | 44713 | 0.32169 | 16727.88 | 0 | 0 | 1 | 5000 | 16727.88 | 0 | 0 | 0 | 0 | 0 | 22985.12 | 0 | 0 | 0 | 0 | 0 | 22985.12
2022052607 | 5 | 0.47198 | 47198 | 0.35744 | 18586.88 | 0.00391 | 347.99 | 1 | 5000 | 18586.88 | 347.99 | 0 | 0 | 0 | 0 | 23263.13 | 0 | 0 | 0 | 0 | 0 | 23263.13
2022052608 | 5 | 0.4903 | 49030 | 0.34453 | 17915.56 | 0.20444 | 18195.16 | 1 | 5000 | 17915.56 | 18195.16 | 0 | 0 | 0 | 0 | 7919.28 | 0 | 0 | 0 | 0 | 0 | 7919.28
2022052609 | 5 | 0.51501 | 51501 | 0.2523 | 13119.6 | 0.6145 | 54690.5 | 1 | 5000 | 13119.6 | 33381.4 | 0 | 0 | 21309.1 | 21309.1 | 0 | 18112.735 | 0 | 0 | 0 | 18112.735 | 0
2022052610 | 5 | 0.5414 | 54140 | 0.19978 | 10388.56 | 0.7593 | 67577.7 | 1 | 5000 | 10388.56 | 38751.44 | 0 | 0 | 28826.26 | 28826.26 | 0 | 42615.056 | 0 | 0 | 0 | 24502.321 | 0
2022052611 | 5 | 0.57245 | 57245 | 0.21931 | 11404.12 | 0.79268 | 70548.52 | 1 | 5000 | 11404.12 | 40840.88 | 0 | 0 | 29707.64 | 29707.64 | 0 | 67866.55 | 0 | 0 | 0 | 25251.494 | 0
2022052612 | 5 | 0.6048 | 60480 | 0.16345 | 8499.4 | 0.8133 | 72383.7 | 1 | 5000 | 8499.4 | 46980.6 | 0 | 0 | 25403.1 | 25403.1 | 0 | 89459.185 | 0 | 0 | 0 | 21592.635 | 0
2022052613 | 5 | 0.63746 | 63746 | 0.11982 | 6230.64 | 0.81505 | 72539.45 | 1 | 5000 | 6230.64 | 52515.36 | 0 | 0 | 20024.09 | 20024.09 | 0 | 106479.6615 | 0 | 0 | 0 | 17020.4765 | 0
2022052614 | 5 | 0.67342 | 67342 | 0.11124 | 5784.48 | 0.81582 | 72607.98 | 1 | 5000 | 5784.48 | 56557.52 | 0 | 0 | 16050.46 | 16050.46 | 0 | 120122.5525 | 0 | 0 | 0 | 13642.891 | 0
2022052615 | 5 | 0.70859 | 70859 | 0.10627 | 5526.04 | 0.83254 | 74096.06 | 1 | 5000 | 5526.04 | 60332.96 | 0 | 0 | 13763.1 | 13763.1 | 0 | 131821.1875 | 0 | 0 | 0 | 11698.635 | 0
2022052616 | 5 | 0.73683 | 73683 | 0.10156 | 5281.12 | 0.83396 | 74222.44 | 1 | 5000 | 5281.12 | 63401.88 | 0 | 0 | 10820.56 | 10820.56 | 0 | 141018.6635 | 0 | 0 | 0 | 9197.476 | 0
2022052617 | 5 | 0.75756 | 75756 | 0.10578 | 5500.56 | 0.81927 | 72915.03 | 1 | 5000 | 5500.56 | 65255.44 | 0 | 0 | 7659.59 | 7659.59 | 0 | 147529.315 | 0 | 0 | 0 | 6510.6515 | 0
2022052618 | 5 | 0.76964 | 76964 | 0.10881 | 5658.12 | 0.7941 | 70674.9 | 1 | 5000 | 5658.12 | 66305.88 | 0 | 0 | 4369.02 | 4369.02 | 0 | 151242.982 | 0 | 0 | 0 | 3713.667 | 0
2022052619 | 5 | 0.76141 | 76141 | 0.11166 | 5806.32 | 0.69114 | 61511.46 | 1 | 5000 | 5806.32 | 61511.46 | 0 | 0 | 0 | 0 | 3823.22 | 147419.762 | 3823.22 | 0 | 0 | 0 | 0
2022052620 | 5 | 0.73512 | 73512 | 0.12495 | 6497.4 | 0.36025 | 32062.25 | 1 | 5000 | 6497.4 | 32062.25 | 0 | 0 | 0 | 0 | 29952.35 | 117467.412 | 29952.35 | 0 | 0 | 0 | 0
2022052621 | 5 | 0.69969 | 69969 | 0.16502 | 8581.04 | 0.03554 | 3163.06 | 1 | 5000 | 8581.04 | 3163.06 | 0 | 0 | 0 | 0 | 53224.9 | 64242.512 | 53224.9 | 0 | 0 | 0 | 0
2022052622 | 5 | 0.67161 | 67161 | 0.22178 | 11532.56 | 0 | 0 | 1 | 5000 | 11532.56 | 0 | 0 | 0 | 0 | 0 | 50628.44 | 13614.072 | 50628.44 | 0 | 0 | 0 | 0
2022052623 | 5 | 0.62388 | 62388 | 0.26232 | 13640.64 | 0 | 0 | 1 | 5000 | 13640.64 | 0 | 0 | 0 | 0 | 0 | 43747.36 | 0 | 13614.072 | 0 | 0 | 0 | 30133.288
2022052624 | 5 | 0.57644 | 57644 | 0.28955 | 15056.6 | 0 | 0 | 1 | 5000 | 15056.6 | 0 | 0 | 0 | 0 | 0 | 37587.4 | 0 | 0 | 0 | 0 | 0 | 37587.4
2022052701 | 6 | 0.53616 | 53616 | 0.35122 | 18263.44 | 0 | 0 | 1 | 5000 | 18263.44 | 0 | 0 | 0 | 0 | 0 | 30352.56 | 0 | 0 | 0 | 0 | 0 | 30352.56
2022052702 | 6 | 0.50525 | 50525 | 0.38097 | 19810.44 | 0 | 0 | 1 | 5000 | 19810.44 | 0 | 0 | 0 | 0 | 0 | 25714.56 | 0 | 0 | 0 | 0 | 0 | 25714.56
2022052703 | 6 | 0.48866 | 48866 | 0.38246 | 19887.92 | 0 | 0 | 1 | 5000 | 19887.92 | 0 | 0 | 0 | 0 | 0 | 23978.08 | 0 | 0 | 0 | 0 | 0 | 23978.08
2022052704 | 6 | 0.47487 | 47487 | 0.36481 | 18970.12 | 0 | 0 | 1 | 5000 | 18970.12 | 0 | 0 | 0 | 0 | 0 | 23516.88 | 0 | 0 | 0 | 0 | 0 | 23516.88
2022052705 | 6 | 0.47174 | 47174 | 0.3644 | 18948.8 | 0 | 0 | 1 | 5000 | 18948.8 | 0 | 0 | 0 | 0 | 0 | 23225.2 | 0 | 0 | 0 | 0 | 0 | 23225.2
2022052706 | 6 | 0.4837 | 48370 | 0.35035 | 18218.2 | 0 | 0 | 1 | 5000 | 18218.2 | 0 | 0 | 0 | 0 | 0 | 25151.8 | 0 | 0 | 0 | 0 | 0 | 25151.8
2022052707 | 6 | 0.50313 | 50313 | 0.34257 | 17813.64 | 0.00627 | 558.03 | 1 | 5000 | 17813.64 | 558.03 | 0 | 0 | 0 | 0 | 26941.33 | 0 | 0 | 0 | 0 | 0 | 26941.33
2022052708 | 6 | 0.52212 | 52212 | 0.31256 | 16253.12 | 0.20328 | 18091.92 | 1 | 5000 | 16253.12 | 18091.92 | 0 | 0 | 0 | 0 | 12866.96 | 0 | 0 | 0 | 0 | 0 | 12866.96
2022052709 | 6 | 0.55333 | 55333 | 0.23451 | 12194.52 | 0.59642 | 53081.38 | 1 | 5000 | 12194.52 | 38138.48 | 0 | 0 | 14942.9 | 14942.9 | 0 | 12701.465 | 0 | 0 | 0 | 12701.465 | 0
2022052710 | 6 | 0.59089 | 59089 | 0.25214 | 13111.28 | 0.74541 | 66341.49 | 1 | 5000 | 13111.28 | 40977.72 | 0 | 0 | 25363.77 | 25363.77 | 0 | 34260.6695 | 0 | 0 | 0 | 21559.2045 | 0
2022052711 | 6 | 0.63026 | 63026 | 0.27304 | 14198.08 | 0.76952 | 68487.28 | 1 | 5000 | 14198.08 | 43827.92 | 0 | 0 | 24659.36 | 24659.36 | 0 | 55221.1255 | 0 | 0 | 0 | 20960.456 | 0
2022052712 | 6 | 0.67542 | 67542 | 0.26513 | 13786.76 | 0.78331 | 69714.59 | 1 | 5000 | 13786.76 | 48755.24 | 0 | 0 | 20959.35 | 20959.35 | 0 | 73036.573 | 0 | 0 | 0 | 17815.4475 | 0
2022052713 | 6 | 0.71797 | 71797 | 0.26538 | 13799.76 | 0.78871 | 70195.19 | 1 | 5000 | 13799.76 | 52997.24 | 0 | 0 | 17197.95 | 17197.95 | 0 | 87654.8305 | 0 | 0 | 0 | 14618.2575 | 0
2022052714 | 6 | 0.75834 | 75834 | 0.26525 | 13793 | 0.78982 | 70293.98 | 1 | 5000 | 13793 | 57041 | 0 | 0 | 13252.98 | 13252.98 | 0 | 98919.8635 | 0 | 0 | 0 | 11265.033 | 0
2022052715 | 6 | 0.79178 | 79178 | 0.26706 | 13887.12 | 0.77306 | 68802.34 | 1 | 5000 | 13887.12 | 60290.88 | 0 | 0 | 8511.46 | 8511.46 | 0 | 106154.6045 | 0 | 0 | 0 | 7234.741 | 0
2022052716 | 6 | 0.81829 | 81829 | 0.28145 | 14635.4 | 0.73992 | 65852.88 | 1 | 5000 | 14635.4 | 62193.6 | 0 | 0 | 3659.28 | 3659.28 | 0 | 109264.9925 | 0 | 0 | 0 | 3110.388 | 0
2022052717 | 6 | 0.83517 | 83517 | 0.29826 | 15509.52 | 0.71525 | 63657.25 | 1 | 5000 | 15509.52 | 63007.48 | 0 | 0 | 649.77 | 649.77 | 0 | 109817.297 | 0 | 0 | 0 | 552.3045 | 0
2022052718 | 6 | 0.83741 | 83741 | 0.32159 | 16722.68 | 0.68862 | 61287.18 | 1 | 5000 | 16722.68 | 61287.18 | 0 | 0 | 0 | 0 | 731.14 | 109086.157 | 731.14 | 0 | 0 | 0 | 0
2022052719 | 6 | 0.82351 | 82351 | 0.36866 | 19170.32 | 0.60756 | 54072.84 | 1 | 5000 | 19170.32 | 54072.84 | 0 | 0 | 0 | 0 | 4107.84 | 104978.317 | 4107.84 | 0 | 0 | 0 | 0
2022052720 | 6 | 0.79123 | 79123 | 0.4236 | 22027.2 | 0.31164 | 27735.96 | 1 | 5000 | 22027.2 | 27735.96 | 0 | 0 | 0 | 0 | 24359.84 | 80618.477 | 24359.84 | 0 | 0 | 0 | 0
2022052721 | 6 | 0.75009 | 75009 | 0.48754 | 25352.08 | 0.02937 | 2613.93 | 1 | 5000 | 25352.08 | 2613.93 | 0 | 0 | 0 | 0 | 42042.99 | 38575.487 | 42042.99 | 0 | 0 | 0 | 0
2022052722 | 6 | 0.71655 | 71655 | 0.5835 | 30342 | 0 | 0 | 1 | 5000 | 30342 | 0 | 0 | 0 | 0 | 0 | 36313 | 2262.487 | 36313 | 0 | 0 | 0 | 0
2022052723 | 6 | 0.67197 | 67197 | 0.64264 | 33417.28 | 0 | 0 | 1 | 5000 | 33417.28 | 0 | 0 | 0 | 0 | 0 | 28779.72 | 0 | 2262.487 | 0 | 0 | 0 | 26517.233
2022052724 | 6 | 0.6274 | 62740 | 0.64702 | 33645.04 | 0 | 0 | 1 | 5000 | 33645.04 | 0 | 0 | 0 | 0 | 0 | 24094.96 | 0 | 0 | 0 | 0 | 0 | 24094.96
2022052801 | 7 | 0.58084 | 58084 | 0.6337 | 32952.4 | 0 | 0 | 1 | 5000 | 32952.4 | 0 | 0 | 0 | 0 | 0 | 20131.6 | 0 | 0 | 0 | 0 | 0 | 20131.6
2022052802 | 7 | 0.54812 | 54812 | 0.63428 | 32982.56 | 0 | 0 | 1 | 5000 | 32982.56 | 0 | 0 | 0 | 0 | 0 | 16829.44 | 0 | 0 | 0 | 0 | 0 | 16829.44
2022052803 | 7 | 0.52145 | 52145 | 0.62744 | 32626.88 | 0 | 0 | 1 | 5000 | 32626.88 | 0 | 0 | 0 | 0 | 0 | 14518.12 | 0 | 0 | 0 | 0 | 0 | 14518.12
2022052804 | 7 | 0.50393 | 50393 | 0.60756 | 31593.12 | 0 | 0 | 1 | 5000 | 31593.12 | 0 | 0 | 0 | 0 | 0 | 13799.88 | 0 | 0 | 0 | 0 | 0 | 13799.88
2022052805 | 7 | 0.49169 | 49169 | 0.59074 | 30718.48 | 0 | 0 | 1 | 5000 | 30718.48 | 0 | 0 | 0 | 0 | 0 | 13450.52 | 0 | 0 | 0 | 0 | 0 | 13450.52
2022052806 | 7 | 0.49278 | 49278 | 0.58371 | 30352.92 | 0 | 0 | 1 | 5000 | 30352.92 | 0 | 0 | 0 | 0 | 0 | 13925.08 | 0 | 0 | 0 | 0 | 0 | 13925.08
2022052807 | 7 | 0.49126 | 49126 | 0.57769 | 30039.88 | 0.00231 | 205.59 | 1 | 5000 | 30039.88 | 205.59 | 0 | 0 | 0 | 0 | 13880.53 | 0 | 0 | 0 | 0 | 0 | 13880.53
2022052808 | 7 | 0.50427 | 50427 | 0.57439 | 29868.28 | 0.0928 | 8259.2 | 1 | 5000 | 29868.28 | 8259.2 | 0 | 0 | 0 | 0 | 7299.52 | 0 | 0 | 0 | 0 | 0 | 7299.52
2022052809 | 7 | 0.54168 | 54168 | 0.56222 | 29235.44 | 0.29589 | 26334.21 | 1 | 5000 | 29235.44 | 19932.56 | 0 | 0 | 6401.65 | 6401.65 | 0 | 5441.4025 | 0 | 0 | 0 | 5441.4025 | 0
2022052810 | 7 | 0.58486 | 58486 | 0.57591 | 29947.32 | 0.3895 | 34665.5 | 1 | 5000 | 29947.32 | 23538.68 | 0 | 0 | 11126.82 | 11126.82 | 0 | 14899.1995 | 0 | 0 | 0 | 9457.797 | 0
2022052811 | 7 | 0.63187 | 63187 | 0.58666 | 30506.32 | 0.4243 | 37762.7 | 1 | 5000 | 30506.32 | 27680.68 | 0 | 0 | 10082.02 | 10082.02 | 0 | 23468.9165 | 0 | 0 | 0 | 8569.717 | 0
2022052812 | 7 | 0.68163 | 68163 | 0.57617 | 29960.84 | 0.45902 | 40852.78 | 1 | 5000 | 29960.84 | 33202.16 | 0 | 0 | 7650.62 | 7650.62 | 0 | 29971.9435 | 0 | 0 | 0 | 6503.027 | 0
2022052813 | 7 | 0.72477 | 72477 | 0.56942 | 29609.84 | 0.49504 | 44058.56 | 1 | 5000 | 29609.84 | 37867.16 | 0 | 0 | 6191.4 | 6191.4 | 0 | 35234.6335 | 0 | 0 | 0 | 5262.69 | 0
2022052814 | 7 | 0.76302 | 76302 | 0.55453 | 28835.56 | 0.55099 | 49038.11 | 1 | 5000 | 28835.56 | 42466.44 | 0 | 0 | 6571.67 | 6571.67 | 0 | 40820.553 | 0 | 0 | 0 | 5585.9195 | 0
2022052815 | 7 | 0.79568 | 79568 | 0.57281 | 29786.12 | 0.57198 | 50906.22 | 1 | 5000 | 29786.12 | 44781.88 | 0 | 0 | 6124.34 | 6124.34 | 0 | 46026.242 | 0 | 0 | 0 | 5205.689 | 0
2022052816 | 7 | 0.82142 | 82142 | 0.58248 | 30288.96 | 0.60274 | 53643.86 | 1 | 5000 | 30288.96 | 46853.04 | 0 | 0 | 6790.82 | 6790.82 | 0 | 51798.439 | 0 | 0 | 0 | 5772.197 | 0
2022052817 | 7 | 0.83793 | 83793 | 0.60067 | 31234.84 | 0.6173 | 54939.7 | 1 | 5000 | 31234.84 | 47558.16 | 0 | 0 | 7381.54 | 7381.54 | 0 | 58072.748 | 0 | 0 | 0 | 6274.309 | 0
2022052818 | 7 | 0.84166 | 84166 | 0.62111 | 32297.72 | 0.56179 | 49999.31 | 1 | 5000 | 32297.72 | 46868.28 | 0 | 0 | 3131.03 | 3131.03 | 0 | 60734.1235 | 0 | 0 | 0 | 2661.3755 | 0
2022052819 | 7 | 0.82686 | 82686 | 0.64949 | 33773.48 | 0.42808 | 38099.12 | 1 | 5000 | 33773.48 | 38099.12 | 0 | 0 | 0 | 0 | 5813.4 | 54920.7235 | 5813.4 | 0 | 0 | 0 | 0
2022052820 | 7 | 0.79713 | 79713 | 0.66475 | 34567 | 0.21269 | 18929.41 | 1 | 5000 | 34567 | 18929.41 | 0 | 0 | 0 | 0 | 21216.59 | 33704.1335 | 21216.59 | 0 | 0 | 0 | 0
2022052821 | 7 | 0.76243 | 76243 | 0.67881 | 35298.12 | 0.01775 | 1579.75 | 1 | 5000 | 35298.12 | 1579.75 | 0 | 0 | 0 | 0 | 34365.13 | 0 | 33704.1335 | 0 | 0 | 0 | 660.9965
2022052822 | 7 | 0.73601 | 73601 | 0.69454 | 36116.08 | 0 | 0 | 1 | 5000 | 36116.08 | 0 | 0 | 0 | 0 | 0 | 32484.92 | 0 | 0 | 0 | 0 | 0 | 32484.92
2022052823 | 7 | 0.69675 | 69675 | 0.69301 | 36036.52 | 0 | 0 | 1 | 5000 | 36036.52 | 0 | 0 | 0 | 0 | 0 | 28638.48 | 0 | 0 | 0 | 0 | 0 | 28638.48
2022052824 | 7 | 0.65475 | 65475 | 0.70708 | 36768.16 | 0 | 0 | 1 | 5000 | 36768.16 | 0 | 0 | 0 | 0 | 0 | 23706.84 | 0 | 0 | 0 | 0 | 0 | 23706.84
2022052901 | 1 | 0.61689 | 61689 | 0.71722 | 37295.44 | 0 | 0 | 1 | 5000 | 37295.44 | 0 | 0 | 0 | 0 | 0 | 19393.56 | 0 | 0 | 0 | 0 | 0 | 19393.56
2022052902 | 1 | 0.58486 | 58486 | 0.72454 | 37676.08 | 0 | 0 | 1 | 5000 | 37676.08 | 0 | 0 | 0 | 0 | 0 | 15809.92 | 0 | 0 | 0 | 0 | 0 | 15809.92
2022052903 | 1 | 0.56104 | 56104 | 0.72139 | 37512.28 | 0 | 0 | 1 | 5000 | 37512.28 | 0 | 0 | 0 | 0 | 0 | 13591.72 | 0 | 0 | 0 | 0 | 0 | 13591.72
2022052904 | 1 | 0.5463 | 54630 | 0.71127 | 36986.04 | 0 | 0 | 1 | 5000 | 36986.04 | 0 | 0 | 0 | 0 | 0 | 12643.96 | 0 | 0 | 0 | 0 | 0 | 12643.96
2022052905 | 1 | 0.5286 | 52860 | 0.68206 | 35467.12 | 0 | 0 | 1 | 5000 | 35467.12 | 0 | 0 | 0 | 0 | 0 | 12392.88 | 0 | 0 | 0 | 0 | 0 | 12392.88
2022052906 | 1 | 0.52201 | 52201 | 0.67602 | 35153.04 | 0 | 0 | 1 | 5000 | 35153.04 | 0 | 0 | 0 | 0 | 0 | 12047.96 | 0 | 0 | 0 | 0 | 0 | 12047.96
2022052907 | 1 | 0.51834 | 51834 | 0.66873 | 34773.96 | 0.00202 | 179.78 | 1 | 5000 | 34773.96 | 179.78 | 0 | 0 | 0 | 0 | 11880.26 | 0 | 0 | 0 | 0 | 0 | 11880.26
2022052908 | 1 | 0.52615 | 52615 | 0.65655 | 34140.6 | 0.07386 | 6573.54 | 1 | 5000 | 34140.6 | 6573.54 | 0 | 0 | 0 | 0 | 6900.86 | 0 | 0 | 0 | 0 | 0 | 6900.86
2022052909 | 1 | 0.5617 | 56170 | 0.66607 | 34635.64 | 0.25815 | 22975.35 | 1 | 5000 | 34635.64 | 16534.36 | 0 | 0 | 6440.99 | 6440.99 | 0 | 5474.8415 | 0 | 0 | 0 | 5474.8415 | 0
2022052910 | 1 | 0.60703 | 60703 | 0.68324 | 35528.48 | 0.37556 | 33424.84 | 1 | 5000 | 35528.48 | 20174.52 | 0 | 0 | 13250.32 | 13250.32 | 0 | 16737.6135 | 0 | 0 | 0 | 11262.772 | 0
2022052911 | 1 | 0.64985 | 64985 | 0.67334 | 35013.68 | 0.46198 | 41116.22 | 1 | 5000 | 35013.68 | 24971.32 | 0 | 0 | 16144.9 | 16144.9 | 0 | 30460.7785 | 0 | 0 | 0 | 13723.165 | 0
2022052912 | 1 | 0.69367 | 69367 | 0.68 | 35360 | 0.45992 | 40932.88 | 1 | 5000 | 35360 | 29007 | 0 | 0 | 11925.88 | 11925.88 | 0 | 40597.7765 | 0 | 0 | 0 | 10136.998 | 0
2022052913 | 1 | 0.73605 | 73605 | 0.68718 | 35733.36 | 0.45943 | 40889.27 | 1 | 5000 | 35733.36 | 32871.64 | 0 | 0 | 8017.63 | 8017.63 | 0 | 47412.762 | 0 | 0 | 0 | 6814.9855 | 0
2022052914 | 1 | 0.76945 | 76945 | 0.66194 | 34420.88 | 0.54616 | 48608.24 | 1 | 5000 | 34420.88 | 37524.12 | 0 | 0 | 11084.12 | 11084.12 | 0 | 56834.264 | 0 | 0 | 0 | 9421.502 | 0
2022052915 | 1 | 0.79583 | 79583 | 0.67726 | 35217.52 | 0.51275 | 45634.75 | 1 | 5000 | 35217.52 | 39365.48 | 0 | 0 | 6269.27 | 6269.27 | 0 | 62163.1435 | 0 | 0 | 0 | 5328.8795 | 0
2022052916 | 1 | 0.8171 | 81710 | 0.67606 | 35155.12 | 0.51803 | 46104.67 | 1 | 5000 | 35155.12 | 41554.88 | 0 | 0 | 4549.79 | 4549.79 | 0 | 66030.465 | 0 | 0 | 0 | 3867.3215 | 0
2022052917 | 1 | 0.83171 | 83171 | 0.67259 | 34974.68 | 0.52146 | 46409.94 | 1 | 5000 | 34974.68 | 43196.32 | 0 | 0 | 3213.62 | 3213.62 | 0 | 68762.042 | 0 | 0 | 0 | 2731.577 | 0
2022052918 | 1 | 0.83211 | 83211 | 0.67369 | 35031.88 | 0.49076 | 43677.64 | 1 | 5000 | 35031.88 | 43179.12 | 0 | 0 | 498.52 | 498.52 | 0 | 69185.784 | 0 | 0 | 0 | 423.742 | 0
2022052919 | 1 | 0.81463 | 81463 | 0.67311 | 35001.72 | 0.42477 | 37804.53 | 1 | 5000 | 35001.72 | 37804.53 | 0 | 0 | 0 | 0 | 3656.75 | 65529.034 | 3656.75 | 0 | 0 | 0 | 0
2022052920 | 1 | 0.78473 | 78473 | 0.6904 | 35900.8 | 0.23918 | 21287.02 | 1 | 5000 | 35900.8 | 21287.02 | 0 | 0 | 0 | 0 | 16285.18 | 49243.854 | 16285.18 | 0 | 0 | 0 | 0
2022052921 | 1 | 0.7553 | 75530 | 0.72784 | 37847.68 | 0.03453 | 3073.17 | 1 | 5000 | 37847.68 | 3073.17 | 0 | 0 | 0 | 0 | 29609.15 | 19634.704 | 29609.15 | 0 | 0 | 0 | 0
2022052922 | 1 | 0.73305 | 73305 | 0.74368 | 38671.36 | 0 | 0 | 1 | 5000 | 38671.36 | 0 | 0 | 0 | 0 | 0 | 29633.64 | 0 | 19634.704 | 0 | 0 | 0 | 9998.936
2022052923 | 1 | 0.69515 | 69515 | 0.75385 | 39200.2 | 0 | 0 | 1 | 5000 | 39200.2 | 0 | 0 | 0 | 0 | 0 | 25314.8 | 0 | 0 | 0 | 0 | 0 | 25314.8
2022052924 | 1 | 0.65563 | 65563 | 0.7533 | 39171.6 | 0 | 0 | 1 | 5000 | 39171.6 | 0 | 0 | 0 | 0 | 0 | 21391.4 | 0 | 0 | 0 | 0 | 0 | 21391.4
2022053001 | 2 | 0.62008 | 62008 | 0.74691 | 38839.32 | 0 | 0 | 1 | 5000 | 38839.32 | 0 | 0 | 0 | 0 | 0 | 18168.68 | 0 | 0 | 0 | 0 | 0 | 18168.68
2022053002 | 2 | 0.58906 | 58906 | 0.74366 | 38670.32 | 0 | 0 | 1 | 5000 | 38670.32 | 0 | 0 | 0 | 0 | 0 | 15235.68 | 0 | 0 | 0 | 0 | 0 | 15235.68
2022053003 | 2 | 0.56815 | 56815 | 0.73736 | 38342.72 | 0 | 0 | 1 | 5000 | 38342.72 | 0 | 0 | 0 | 0 | 0 | 13472.28 | 0 | 0 | 0 | 0 | 0 | 13472.28
2022053004 | 2 | 0.55548 | 55548 | 0.73137 | 38031.24 | 0 | 0 | 1 | 5000 | 38031.24 | 0 | 0 | 0 | 0 | 0 | 12516.76 | 0 | 0 | 0 | 0 | 0 | 12516.76
2022053005 | 2 | 0.55266 | 55266 | 0.7257 | 37736.4 | 0 | 0 | 1 | 5000 | 37736.4 | 0 | 0 | 0 | 0 | 0 | 12529.6 | 0 | 0 | 0 | 0 | 0 | 12529.6
2022053006 | 2 | 0.5575 | 55750 | 0.72589 | 37746.28 | 0 | 0 | 1 | 5000 | 37746.28 | 0 | 0 | 0 | 0 | 0 | 13003.72 | 0 | 0 | 0 | 0 | 0 | 13003.72
2022053007 | 2 | 0.55635 | 55635 | 0.71094 | 36968.88 | 0.00402 | 357.78 | 1 | 5000 | 36968.88 | 357.78 | 0 | 0 | 0 | 0 | 13308.34 | 0 | 0 | 0 | 0 | 0 | 13308.34
2022053008 | 2 | 0.56142 | 56142 | 0.67168 | 34927.36 | 0.14865 | 13229.85 | 1 | 5000 | 34927.36 | 13229.85 | 0 | 0 | 0 | 0 | 2984.79 | 0 | 0 | 0 | 0 | 0 | 2984.79
2022053009 | 2 | 0.5921 | 59210 | 0.65424 | 34020.48 | 0.36584 | 32559.76 | 1 | 5000 | 34020.48 | 20189.52 | 0 | 0 | 12370.24 | 12370.24 | 0 | 10514.704 | 0 | 0 | 0 | 10514.704 | 0
2022053010 | 2 | 0.63406 | 63406 | 0.64567 | 33574.84 | 0.43558 | 38766.62 | 1 | 5000 | 33574.84 | 24831.16 | 0 | 0 | 13935.46 | 13935.46 | 0 | 22359.845 | 0 | 0 | 0 | 11845.141 | 0
2022053011 | 2 | 0.67951 | 67951 | 0.60801 | 31616.52 | 0.58761 | 52297.29 | 1 | 5000 | 31616.52 | 31334.48 | 0 | 0 | 20962.81 | 20962.81 | 0 | 40178.2335 | 0 | 0 | 0 | 17818.3885 | 0
2022053012 | 2 | 0.71774 | 71774 | 0.54815 | 28503.8 | 0.74261 | 66092.29 | 1 | 5000 | 28503.8 | 38270.2 | 0 | 0 | 27822.09 | 27822.09 | 0 | 63827.01 | 0 | 0 | 0 | 23648.7765 | 0
2022053013 | 2 | 0.74881 | 74881 | 0.4713 | 24507.6 | 0.75438 | 67139.82 | 1 | 5000 | 24507.6 | 45373.4 | 0 | 0 | 21766.42 | 21766.42 | 0 | 82328.467 | 0 | 0 | 0 | 18501.457 | 0
2022053014 | 2 | 0.77871 | 77871 | 0.44175 | 22971 | 0.76247 | 67859.83 | 1 | 5000 | 22971 | 49900 | 0 | 0 | 17959.83 | 17959.83 | 0 | 97594.3225 | 0 | 0 | 0 | 15265.8555 | 0
2022053015 | 2 | 0.80315 | 80315 | 0.47035 | 24458.2 | 0.76234 | 67848.26 | 1 | 5000 | 24458.2 | 50856.8 | 0 | 0 | 16991.46 | 16991.46 | 0 | 112037.0635 | 0 | 0 | 0 | 14442.741 | 0
2022053016 | 2 | 0.82332 | 82332 | 0.51709 | 26888.68 | 0.76015 | 67653.35 | 1 | 5000 | 26888.68 | 50443.32 | 0 | 0 | 17210.03 | 17210.03 | 0 | 126665.589 | 0 | 0 | 0 | 14628.5255 | 0
2022053017 | 2 | 0.83592 | 83592 | 0.56034 | 29137.68 | 0.72979 | 64951.31 | 1 | 5000 | 29137.68 | 49454.32 | 0 | 0 | 15496.99 | 15496.99 | 0 | 139838.0305 | 0 | 0 | 0 | 13172.4415 | 0
2022053018 | 2 | 0.83896 | 83896 | 0.60362 | 31388.24 | 0.63436 | 56458.04 | 1 | 5000 | 31388.24 | 47507.76 | 0 | 0 | 8950.28 | 8950.28 | 0 | 147445.7685 | 0 | 0 | 0 | 7607.738 | 0
2022053019 | 2 | 0.82415 | 82415 | 0.64196 | 33381.92 | 0.48313 | 42998.57 | 1 | 5000 | 33381.92 | 42998.57 | 0 | 0 | 0 | 0 | 1034.51 | 146411.2585 | 1034.51 | 0 | 0 | 0 | 0
2022053020 | 2 | 0.79821 | 79821 | 0.67604 | 35154.08 | 0.25637 | 22816.93 | 1 | 5000 | 35154.08 | 22816.93 | 0 | 0 | 0 | 0 | 16849.99 | 129561.2685 | 16849.99 | 0 | 0 | 0 | 0
2022053021 | 2 | 0.77164 | 77164 | 0.6682 | 34746.4 | 0.03687 | 3281.43 | 1 | 5000 | 34746.4 | 3281.43 | 0 | 0 | 0 | 0 | 34136.17 | 95425.0985 | 34136.17 | 0 | 0 | 0 | 0
2022053022 | 2 | 0.75245 | 75245 | 0.66587 | 34625.24 | 0 | 0 | 1 | 5000 | 34625.24 | 0 | 0 | 0 | 0 | 0 | 35619.76 | 59805.3385 | 35619.76 | 0 | 0 | 0 | 0
2022053023 | 2 | 0.71352 | 71352 | 0.70109 | 36456.68 | 0 | 0 | 1 | 5000 | 36456.68 | 0 | 0 | 0 | 0 | 0 | 29895.32 | 29910.0185 | 29895.32 | 0 | 0 | 0 | 0
2022053024 | 2 | 0.67026 | 67026 | 0.72657 | 37781.64 | 0 | 0 | 1 | 5000 | 37781.64 | 0 | 0 | 0 | 0 | 0 | 24244.36 | 5665.6585 | 24244.36 | 0 | 0 | 0 | 0
2022053101 | 3 | 0.63226 | 63226 | 0.73092 | 38007.84 | 0 | 0 | 1 | 5000 | 38007.84 | 0 | 0 | 0 | 0 | 0 | 20218.16 | 0 | 5665.6585 | 0 | 0 | 0 | 14552.5015
2022053102 | 3 | 0.60404 | 60404 | 0.72094 | 37488.88 | 0 | 0 | 1 | 5000 | 37488.88 | 0 | 0 | 0 | 0 | 0 | 17915.12 | 0 | 0 | 0 | 0 | 0 | 17915.12
2022053103 | 3 | 0.58506 | 58506 | 0.71009 | 36924.68 | 0 | 0 | 1 | 5000 | 36924.68 | 0 | 0 | 0 | 0 | 0 | 16581.32 | 0 | 0 | 0 | 0 | 0 | 16581.32
2022053104 | 3 | 0.57436 | 57436 | 0.6978 | 36285.6 | 0 | 0 | 1 | 5000 | 36285.6 | 0 | 0 | 0 | 0 | 0 | 16150.4 | 0 | 0 | 0 | 0 | 0 | 16150.4
2022053105 | 3 | 0.5719 | 57190 | 0.6745 | 35074 | 0 | 0 | 1 | 5000 | 35074 | 0 | 0 | 0 | 0 | 0 | 17116 | 0 | 0 | 0 | 0 | 0 | 17116
2022053106 | 3 | 0.583 | 58300 | 0.64904 | 33750.08 | 0 | 0 | 1 | 5000 | 33750.08 | 0 | 0 | 0 | 0 | 0 | 19549.92 | 0 | 0 | 0 | 0 | 0 | 19549.92
2022053107 | 3 | 0.59771 | 59771 | 0.61489 | 31974.28 | 0.0045 | 400.5 | 1 | 5000 | 31974.28 | 400.5 | 0 | 0 | 0 | 0 | 22396.22 | 0 | 0 | 0 | 0 | 0 | 22396.22
2022053108 | 3 | 0.61469 | 61469 | 0.58081 | 30202.12 | 0.13609 | 12112.01 | 1 | 5000 | 30202.12 | 12112.01 | 0 | 0 | 0 | 0 | 14154.87 | 0 | 0 | 0 | 0 | 0 | 14154.87
2022053109 | 3 | 0.64848 | 64848 | 0.59911 | 31153.72 | 0.33467 | 29785.63 | 1 | 5000 | 31153.72 | 28694.28 | 0 | 0 | 1091.35 | 1091.35 | 0 | 927.6475 | 0 | 0 | 0 | 927.6475 | 0
2022053110 | 3 | 0.68444 | 68444 | 0.61841 | 32157.32 | 0.36063 | 32096.07 | 1 | 5000 | 32157.32 | 31286.68 | 0 | 0 | 809.39 | 809.39 | 0 | 1615.629 | 0 | 0 | 0 | 687.9815 | 0
2022053111 | 3 | 0.72675 | 72675 | 0.59906 | 31151.12 | 0.45143 | 40177.27 | 1 | 5000 | 31151.12 | 36523.88 | 0 | 0 | 3653.39 | 3653.39 | 0 | 4721.0105 | 0 | 0 | 0 | 3105.3815 | 0
2022053112 | 3 | 0.77088 | 77088 | 0.55007 | 28603.64 | 0.60486 | 53832.54 | 1 | 5000 | 28603.64 | 43484.36 | 0 | 0 | 10348.18 | 10348.18 | 0 | 13516.9635 | 0 | 0 | 0 | 8795.953 | 0
2022053113 | 3 | 0.8087 | 80870 | 0.4918 | 25573.6 | 0.75374 | 67082.86 | 1 | 5000 | 25573.6 | 50296.4 | 0 | 0 | 16786.46 | 16786.46 | 0 | 27785.4545 | 0 | 0 | 0 | 14268.491 | 0
2022053114 | 3 | 0.84176 | 84176 | 0.4562 | 23722.4 | 0.76821 | 68370.69 | 1 | 5000 | 23722.4 | 55453.6 | 0 | 0 | 12917.09 | 12917.09 | 0 | 38764.981 | 0 | 0 | 0 | 10979.5265 | 0
2022053115 | 3 | 0.8682 | 86820 | 0.4514 | 23472.8 | 0.76463 | 68052.07 | 1 | 5000 | 23472.8 | 58347.2 | 0 | 0 | 9704.87 | 9704.87 | 0 | 47014.1205 | 0 | 0 | 0 | 8249.1395 | 0
2022053116 | 3 | 0.88957 | 88957 | 0.46501 | 24180.52 | 0.72803 | 64794.67 | 1 | 5000 | 24180.52 | 59776.48 | 0 | 0 | 5018.19 | 5018.19 | 0 | 51279.582 | 0 | 0 | 0 | 4265.4615 | 0
2022053117 | 3 | 0.89813 | 89813 | 0.49448 | 25712.96 | 0.62236 | 55390.04 | 1 | 5000 | 25712.96 | 55390.04 | 0 | 0 | 0 | 0 | 3710 | 47569.582 | 3710 | 0 | 0 | 0 | 0
2022053118 | 3 | 0.89575 | 89575 | 0.55572 | 28897.44 | 0.54938 | 48894.82 | 1 | 5000 | 28897.44 | 48894.82 | 0 | 0 | 0 | 0 | 6782.74 | 40786.842 | 6782.74 | 0 | 0 | 0 | 0
2022053119 | 3 | 0.87773 | 87773 | 0.6219 | 32338.8 | 0.4441 | 39524.9 | 1 | 5000 | 32338.8 | 39524.9 | 0 | 0 | 0 | 0 | 10909.3 | 29877.542 | 10909.3 | 0 | 0 | 0 | 0
2022053120 | 3 | 0.84546 | 84546 | 0.65873 | 34253.96 | 0.21313 | 18968.57 | 1 | 5000 | 34253.96 | 18968.57 | 0 | 0 | 0 | 0 | 26323.47 | 3554.072 | 26323.47 | 0 | 0 | 0 | 0
2022053121 | 3 | 0.81143 | 81143 | 0.66304 | 34478.08 | 0.02701 | 2403.89 | 1 | 5000 | 34478.08 | 2403.89 | 0 | 0 | 0 | 0 | 39261.03 | 0 | 3554.072 | 0 | 0 | 0 | 35706.958
2022053122 | 3 | 0.78516 | 78516 | 0.6428 | 33425.6 | 0 | 0 | 1 | 5000 | 33425.6 | 0 | 0 | 0 | 0 | 0 | 40090.4 | 0 | 0 | 0 | 0 | 0 | 40090.4
2022053123 | 3 | 0.73902 | 73902 | 0.62915 | 32715.8 | 0 | 0 | 1 | 5000 | 32715.8 | 0 | 0 | 0 | 0 | 0 | 36186.2 | 0 | 0 | 0 | 0 | 0 | 36186.2
2022053124 | 3 | 0.68822 | 68822 | 0.60837 | 31635.24 | 0 | 0 | 1 | 5000 | 31635.24 | 0 | 0 | 0 | 0 | 0 | 32186.76 | 0 | 0 | 0 | 0 | 0 | 32186.76
2022060101 | 4 | 0.64347 | 64347 | 0.55833 | 29033.16 | 0 | 0 | 1 | 5000 | 29033.16 | 0 | 0 | 0 | 0 | 0 | 30313.84 | 0 | 0 | 0 | 0 | 0 | 30313.84
2022060102 | 4 | 0.60933 | 60933 | 0.48148 | 25036.96 | 0 | 0 | 1 | 5000 | 25036.96 | 0 | 0 | 0 | 0 | 0 | 30896.04 | 0 | 0 | 0 | 0 | 0 | 30896.04
2022060103 | 4 | 0.58539 | 58539 | 0.45995 | 23917.4 | 0 | 0 | 1 | 5000 | 23917.4 | 0 | 0 | 0 | 0 | 0 | 29621.6 | 0 | 0 | 0 | 0 | 0 | 29621.6
2022060104 | 4 | 0.56838 | 56838 | 0.42927 | 22322.04 | 0 | 0 | 1 | 5000 | 22322.04 | 0 | 0 | 0 | 0 | 0 | 29515.96 | 0 | 0 | 0 | 0 | 0 | 29515.96
2022060105 | 4 | 0.56468 | 56468 | 0.42684 | 22195.68 | 0 | 0 | 1 | 5000 | 22195.68 | 0 | 0 | 0 | 0 | 0 | 29272.32 | 0 | 0 | 0 | 0 | 0 | 29272.32
2022060106 | 4 | 0.57378 | 57378 | 0.41347 | 21500.44 | 0 | 0 | 1 | 5000 | 21500.44 | 0 | 0 | 0 | 0 | 0 | 30877.56 | 0 | 0 | 0 | 0 | 0 | 30877.56
2022060107 | 4 | 0.59333 | 59333 | 0.37956 | 19737.12 | 0.00236 | 210.04 | 1 | 5000 | 19737.12 | 210.04 | 0 | 0 | 0 | 0 | 34385.84 | 0 | 0 | 0 | 0 | 0 | 34385.84
2022060108 | 4 | 0.60242 | 60242 | 0.35756 | 18593.12 | 0.08977 | 7989.53 | 1 | 5000 | 18593.12 | 7989.53 | 0 | 0 | 0 | 0 | 28659.35 | 0 | 0 | 0 | 0 | 0 | 28659.35
2022060109 | 4 | 0.62946 | 62946 | 0.36702 | 19085.04 | 0.31978 | 28460.42 | 1 | 5000 | 19085.04 | 28460.42 | 0 | 0 | 0 | 0 | 10400.54 | 0 | 0 | 0 | 0 | 0 | 10400.54
2022060110 | 4 | 0.66817 | 66817 | 0.43888 | 22821.76 | 0.48453 | 43123.17 | 1 | 5000 | 22821.76 | 38995.24 | 0 | 0 | 4127.93 | 4127.93 | 0 | 3508.7405 | 0 | 0 | 0 | 3508.7405 | 0
2022060111 | 4 | 0.71194 | 71194 | 0.43339 | 22536.28 | 0.63931 | 56898.59 | 1 | 5000 | 22536.28 | 43657.72 | 0 | 0 | 13240.87 | 13240.87 | 0 | 14763.48 | 0 | 0 | 0 | 11254.7395 | 0
2022060112 | 4 | 0.75608 | 75608 | 0.38625 | 20085 | 0.67087 | 59707.43 | 1 | 5000 | 20085 | 50523 | 0 | 0 | 9184.43 | 9184.43 | 0 | 22570.2455 | 0 | 0 | 0 | 7806.7655 | 0
2022060113 | 4 | 0.79783 | 79783 | 0.33689 | 17518.28 | 0.68189 | 60688.21 | 1 | 5000 | 17518.28 | 57264.72 | 0 | 0 | 3423.49 | 3423.49 | 0 | 25480.212 | 0 | 0 | 0 | 2909.9665 | 0
2022060114 | 4 | 0.83473 | 83473 | 0.31936 | 16606.72 | 0.67393 | 59979.77 | 1 | 5000 | 16606.72 | 59979.77 | 0 | 0 | 0 | 0 | 1886.51 | 23593.702 | 1886.51 | 0 | 0 | 0 | 0
2022060115 | 4 | 0.85454 | 85454 | 0.33192 | 17259.84 | 0.65688 | 58462.32 | 1 | 5000 | 17259.84 | 58462.32 | 0 | 0 | 0 | 0 | 4731.84 | 18861.862 | 4731.84 | 0 | 0 | 0 | 0
2022060116 | 4 | 0.85597 | 85597 | 0.3517 | 18288.4 | 0.59255 | 52736.95 | 1 | 5000 | 18288.4 | 52736.95 | 0 | 0 | 0 | 0 | 9571.65 | 9290.212 | 9571.65 | 0 | 0 | 0 | 0
2022060117 | 4 | 0.84538 | 84538 | 0.39317 | 20444.84 | 0.40589 | 36124.21 | 1 | 5000 | 20444.84 | 36124.21 | 0 | 0 | 0 | 0 | 22968.95 | 0 | 9290.212 | 0 | 0 | 0 | 13678.738
2022060118 | 4 | 0.8343 | 83430 | 0.45498 | 23658.96 | 0.24665 | 21951.85 | 1 | 5000 | 23658.96 | 21951.85 | 0 | 0 | 0 | 0 | 32819.19 | 0 | 0 | 0 | 0 | 0 | 32819.19
2022060119 | 4 | 0.81847 | 81847 | 0.48517 | 25228.84 | 0.18073 | 16084.97 | 1 | 5000 | 25228.84 | 16084.97 | 0 | 0 | 0 | 0 | 35533.19 | 0 | 0 | 0 | 0 | 0 | 35533.19
2022060120 | 4 | 0.78907 | 78907 | 0.43812 | 22782.24 | 0.05342 | 4754.38 | 1 | 5000 | 22782.24 | 4754.38 | 0 | 0 | 0 | 0 | 46370.38 | 0 | 0 | 0 | 0 | 0 | 46370.38
2022060121 | 4 | 0.75943 | 75943 | 0.45132 | 23468.64 | 0.00284 | 252.76 | 1 | 5000 | 23468.64 | 252.76 | 0 | 0 | 0 | 0 | 47221.6 | 0 | 0 | 0 | 0 | 0 | 47221.6
2022060122 | 4 | 0.73025 | 73025 | 0.46145 | 23995.4 | 0 | 0 | 1 | 5000 | 23995.4 | 0 | 0 | 0 | 0 | 0 | 44029.6 | 0 | 0 | 0 | 0 | 0 | 44029.6
2022060123 | 4 | 0.68703 | 68703 | 0.46102 | 23973.04 | 0 | 0 | 1 | 5000 | 23973.04 | 0 | 0 | 0 | 0 | 0 | 39729.96 | 0 | 0 | 0 | 0 | 0 | 39729.96
2022060124 | 4 | 0.63834 | 63834 | 0.47911 | 24913.72 | 0 | 0 | 1 | 5000 | 24913.72 | 0 | 0 | 0 | 0 | 0 | 33920.28 | 0 | 0 | 0 | 0 | 0 | 33920.28
2022060201 | 5 | 0.59745 | 59745 | 0.42105 | 21894.6 | 0 | 0 | 1 | 5000 | 21894.6 | 0 | 0 | 0 | 0 | 0 | 32850.4 | 0 | 0 | 0 | 0 | 0 | 32850.4
2022060202 | 5 | 0.56868 | 56868 | 0.37722 | 19615.44 | 0 | 0 | 1 | 5000 | 19615.44 | 0 | 0 | 0 | 0 | 0 | 32252.56 | 0 | 0 | 0 | 0 | 0 | 32252.56
2022060203 | 5 | 0.54781 | 54781 | 0.38931 | 20244.12 | 0 | 0 | 1 | 5000 | 20244.12 | 0 | 0 | 0 | 0 | 0 | 29536.88 | 0 | 0 | 0 | 0 | 0 | 29536.88
2022060204 | 5 | 0.53087 | 53087 | 0.30433 | 15825.16 | 0 | 0 | 1 | 5000 | 15825.16 | 0 | 0 | 0 | 0 | 0 | 32261.84 | 0 | 0 | 0 | 0 | 0 | 32261.84
2022060205 | 5 | 0.5279 | 52790 | 0.23108 | 12016.16 | 0 | 0 | 1 | 5000 | 12016.16 | 0 | 0 | 0 | 0 | 0 | 35773.84 | 0 | 0 | 0 | 0 | 0 | 35773.84
2022060206 | 5 | 0.52699 | 52699 | 0.16011 | 8325.72 | 0 | 0 | 1 | 5000 | 8325.72 | 0 | 0 | 0 | 0 | 0 | 39373.28 | 0 | 0 | 0 | 0 | 0 | 39373.28
2022060207 | 5 | 0.54282 | 54282 | 0.15521 | 8070.92 | 0.00072 | 64.08 | 1 | 5000 | 8070.92 | 64.08 | 0 | 0 | 0 | 0 | 41147 | 0 | 0 | 0 | 0 | 0 | 41147
2022060208 | 5 | 0.5553 | 55530 | 0.14717 | 7652.84 | 0.04526 | 4028.14 | 1 | 5000 | 7652.84 | 4028.14 | 0 | 0 | 0 | 0 | 38849.02 | 0 | 0 | 0 | 0 | 0 | 38849.02
2022060209 | 5 | 0.57555 | 57555 | 0.13557 | 7049.64 | 0.13915 | 12384.35 | 1 | 5000 | 7049.64 | 12384.35 | 0 | 0 | 0 | 0 | 33121.01 | 0 | 0 | 0 | 0 | 0 | 33121.01
2022060210 | 5 | 0.60044 | 60044 | 0.12638 | 6571.76 | 0.19817 | 17637.13 | 1 | 5000 | 6571.76 | 17637.13 | 0 | 0 | 0 | 0 | 30835.11 | 0 | 0 | 0 | 0 | 0 | 30835.11
2022060211 | 5 | 0.6298 | 62980 | 0.10248 | 5328.96 | 0.31228 | 27792.92 | 1 | 5000 | 5328.96 | 27792.92 | 0 | 0 | 0 | 0 | 24858.12 | 0 | 0 | 0 | 0 | 0 | 24858.12
2022060212 | 5 | 0.66143 | 66143 | 0.08494 | 4416.88 | 0.40412 | 35966.68 | 1 | 5000 | 4416.88 | 35966.68 | 0 | 0 | 0 | 0 | 20759.44 | 0 | 0 | 0 | 0 | 0 | 20759.44
2022060213 | 5 | 0.69382 | 69382 | 0.07412 | 3854.24 | 0.45424 | 40427.36 | 1 | 5000 | 3854.24 | 40427.36 | 0 | 0 | 0 | 0 | 20100.4 | 0 | 0 | 0 | 0 | 0 | 20100.4
2022060214 | 5 | 0.72616 | 72616 | 0.07712 | 4010.24 | 0.48784 | 43417.76 | 1 | 5000 | 4010.24 | 43417.76 | 0 | 0 | 0 | 0 | 20188 | 0 | 0 | 0 | 0 | 0 | 20188
2022060215 | 5 | 0.75884 | 75884 | 0.09355 | 4864.6 | 0.54026 | 48083.14 | 1 | 5000 | 4864.6 | 48083.14 | 0 | 0 | 0 | 0 | 17936.26 | 0 | 0 | 0 | 0 | 0 | 17936.26
2022060216 | 5 | 0.78729 | 78729 | 0.10084 | 5243.68 | 0.56426 | 50219.14 | 1 | 5000 | 5243.68 | 50219.14 | 0 | 0 | 0 | 0 | 18266.18 | 0 | 0 | 0 | 0 | 0 | 18266.18
2022060217 | 5 | 0.8051 | 80510 | 0.11099 | 5771.48 | 0.57786 | 51429.54 | 1 | 5000 | 5771.48 | 51429.54 | 0 | 0 | 0 | 0 | 18308.98 | 0 | 0 | 0 | 0 | 0 | 18308.98
2022060218 | 5 | 0.80958 | 80958 | 0.12707 | 6607.64 | 0.56042 | 49877.38 | 1 | 5000 | 6607.64 | 49877.38 | 0 | 0 | 0 | 0 | 19472.98 | 0 | 0 | 0 | 0 | 0 | 19472.98
2022060219 | 5 | 0.79296 | 79296 | 0.15306 | 7959.12 | 0.41307 | 36763.23 | 1 | 5000 | 7959.12 | 36763.23 | 0 | 0 | 0 | 0 | 29573.65 | 0 | 0 | 0 | 0 | 0 | 29573.65
2022060220 | 5 | 0.76231 | 76231 | 0.16888 | 8781.76 | 0.16923 | 15061.47 | 1 | 5000 | 8781.76 | 15061.47 | 0 | 0 | 0 | 0 | 47387.77 | 0 | 0 | 0 | 0 | 0 | 47387.77
2022060221 | 5 | 0.73216 | 73216 | 0.17802 | 9257.04 | 0.01619 | 1440.91 | 1 | 5000 | 9257.04 | 1440.91 | 0 | 0 | 0 | 0 | 57518.05 | 0 | 0 | 0 | 0 | 0 | 57518.05
2022060222 | 5 | 0.70492 | 70492 | 0.20618 | 10721.36 | 0 | 0 | 1 | 5000 | 10721.36 | 0 | 0 | 0 | 0 | 0 | 54770.64 | 0 | 0 | 0 | 0 | 0 | 54770.64
2022060223 | 5 | 0.66001 | 66001 | 0.21891 | 11383.32 | 0 | 0 | 1 | 5000 | 11383.32 | 0 | 0 | 0 | 0 | 0 | 49617.68 | 0 | 0 | 0 | 0 | 0 | 49617.68
2022060224 | 5 | 0.61217 | 61217 | 0.22493 | 11696.36 | 0 | 0 | 1 | 5000 | 11696.36 | 0 | 0 | 0 | 0 | 0 | 44520.64 | 0 | 0 | 0 | 0 | 0 | 44520.64
2022060301 | 6 | 0.57027 | 57027 | 0.25124 | 13064.48 | 0 | 0 | 1 | 5000 | 13064.48 | 0 | 0 | 0 | 0 | 0 | 38962.52 | 0 | 0 | 0 | 0 | 0 | 38962.52
2022060302 | 6 | 0.53932 | 53932 | 0.26132 | 13588.64 | 0 | 0 | 1 | 5000 | 13588.64 | 0 | 0 | 0 | 0 | 0 | 35343.36 | 0 | 0 | 0 | 0 | 0 | 35343.36
2022060303 | 6 | 0.51677 | 51677 | 0.24826 | 12909.52 | 0 | 0 | 1 | 5000 | 12909.52 | 0 | 0 | 0 | 0 | 0 | 33767.48 | 0 | 0 | 0 | 0 | 0 | 33767.48
2022060304 | 6 | 0.50456 | 50456 | 0.24231 | 12600.12 | 0 | 0 | 1 | 5000 | 12600.12 | 0 | 0 | 0 | 0 | 0 | 32855.88 | 0 | 0 | 0 | 0 | 0 | 32855.88
2022060305 | 6 | 0.49787 | 49787 | 0.25844 | 13438.88 | 0 | 0 | 1 | 5000 | 13438.88 | 0 | 0 | 0 | 0 | 0 | 31348.12 | 0 | 0 | 0 | 0 | 0 | 31348.12
2022060306 | 6 | 0.51039 | 51039 | 0.28612 | 14878.24 | 0 | 0 | 1 | 5000 | 14878.24 | 0 | 0 | 0 | 0 | 0 | 31160.76 | 0 | 0 | 0 | 0 | 0 | 31160.76
2022060307 | 6 | 0.52593 | 52593 | 0.20992 | 10915.84 | 0.00426 | 379.14 | 1 | 5000 | 10915.84 | 379.14 | 0 | 0 | 0 | 0 | 36298.02 | 0 | 0 | 0 | 0 | 0 | 36298.02
2022060308 | 6 | 0.54303 | 54303 | 0.1584 | 8236.8 | 0.107 | 9523 | 1 | 5000 | 8236.8 | 9523 | 0 | 0 | 0 | 0 | 31543.2 | 0 | 0 | 0 | 0 | 0 | 31543.2
2022060309 | 6 | 0.57011 | 57011 | 0.13033 | 6777.16 | 0.38344 | 34126.16 | 1 | 5000 | 6777.16 | 34126.16 | 0 | 0 | 0 | 0 | 11107.68 | 0 | 0 | 0 | 0 | 0 | 11107.68
2022060310 | 6 | 0.6045 | 60450 | 0.11458 | 5958.16 | 0.56071 | 49903.19 | 1 | 5000 | 5958.16 | 49491.84 | 0 | 0 | 411.35 | 411.35 | 0 | 349.6475 | 0 | 0 | 0 | 349.6475 | 0
2022060311 | 6 | 0.64203 | 64203 | 0.0961 | 4997.2 | 0.63466 | 56484.74 | 1 | 5000 | 4997.2 | 54205.8 | 0 | 0 | 2278.94 | 2278.94 | 0 | 2286.7465 | 0 | 0 | 0 | 1937.099 | 0
2022060312 | 6 | 0.67633 | 67633 | 0.11842 | 6157.84 | 0.65044 | 57889.16 | 1 | 5000 | 6157.84 | 56475.16 | 0 | 0 | 1414 | 1414 | 0 | 3488.6465 | 0 | 0 | 0 | 1201.9 | 0
2022060313 | 6 | 0.70454 | 70454 | 0.13982 | 7270.64 | 0.64673 | 57558.97 | 1 | 5000 | 7270.64 | 57558.97 | 0 | 0 | 0 | 0 | 624.39 | 2864.2565 | 624.39 | 0 | 0 | 0 | 0
2022060314 | 6 | 0.73532 | 73532 | 0.13264 | 6897.28 | 0.66051 | 58785.39 | 1 | 5000 | 6897.28 | 58785.39 | 0 | 0 | 0 | 0 | 2849.33 | 14.9265 | 2849.33 | 0 | 0 | 0 | 0
2022060315 | 6 | 0.75904 | 75904 | 0.13907 | 7231.64 | 0.69629 | 61969.81 | 1 | 5000 | 7231.64 | 61969.81 | 0 | 0 | 0 | 0 | 1702.55 | 0 | 14.9265 | 0 | 0 | 0 | 1687.6235
2022060316 | 6 | 0.77496 | 77496 | 0.14309 | 7440.68 | 0.70043 | 62338.27 | 1 | 5000 | 7440.68 | 62338.27 | 0 | 0 | 0 | 0 | 2717.05 | 0 | 0 | 0 | 0 | 0 | 2717.05
2022060317 | 6 | 0.77956 | 77956 | 0.16488 | 8573.76 | 0.7082 | 63029.8 | 1 | 5000 | 8573.76 | 63029.8 | 0 | 0 | 0 | 0 | 1352.44 | 0 | 0 | 0 | 0 | 0 | 1352.44
2022060318 | 6 | 0.77109 | 77109 | 0.19021 | 9890.92 | 0.63544 | 56554.16 | 1 | 5000 | 9890.92 | 56554.16 | 0 | 0 | 0 | 0 | 5663.92 | 0 | 0 | 0 | 0 | 0 | 5663.92
2022060319 | 6 | 0.74659 | 74659 | 0.21302 | 11077.04 | 0.48008 | 42727.12 | 1 | 5000 | 11077.04 | 42727.12 | 0 | 0 | 0 | 0 | 15854.84 | 0 | 0 | 0 | 0 | 0 | 15854.84
2022060320 | 6 | 0.71812 | 71812 | 0.24174 | 12570.48 | 0.15813 | 14073.57 | 1 | 5000 | 12570.48 | 14073.57 | 0 | 0 | 0 | 0 | 40167.95 | 0 | 0 | 0 | 0 | 0 | 40167.95
2022060321 | 6 | 0.69121 | 69121 | 0.25202 | 13105.04 | 0.00596 | 530.44 | 1 | 5000 | 13105.04 | 530.44 | 0 | 0 | 0 | 0 | 50485.52 | 0 | 0 | 0 | 0 | 0 | 50485.52
2022060322 | 6 | 0.66711 | 66711 | 0.26162 | 13604.24 | 0 | 0 | 1 | 5000 | 13604.24 | 0 | 0 | 0 | 0 | 0 | 48106.76 | 0 | 0 | 0 | 0 | 0 | 48106.76
2022060323 | 6 | 0.62932 | 62932 | 0.26092 | 13567.84 | 0 | 0 | 1 | 5000 | 13567.84 | 0 | 0 | 0 | 0 | 0 | 44364.16 | 0 | 0 | 0 | 0 | 0 | 44364.16
2022060324 | 6 | 0.58813 | 58813 | 0.27167 | 14126.84 | 0 | 0 | 1 | 5000 | 14126.84 | 0 | 0 | 0 | 0 | 0 | 39686.16 | 0 | 0 | 0 | 0 | 0 | 39686.16
2022060401 | 7 | 0.55417 | 55417 | 0.29563 | 15372.76 | 0 | 0 | 1 | 5000 | 15372.76 | 0 | 0 | 0 | 0 | 0 | 35044.24 | 0 | 0 | 0 | 0 | 0 | 35044.24
2022060402 | 7 | 0.52599 | 52599 | 0.31449 | 16353.48 | 0 | 0 | 1 | 5000 | 16353.48 | 0 | 0 | 0 | 0 | 0 | 31245.52 | 0 | 0 | 0 | 0 | 0 | 31245.52
2022060403 | 7 | 0.50351 | 50351 | 0.29366 | 15270.32 | 0 | 0 | 1 | 5000 | 15270.32 | 0 | 0 | 0 | 0 | 0 | 30080.68 | 0 | 0 | 0 | 0 | 0 | 30080.68
2022060404 | 7 | 0.49036 | 49036 | 0.26021 | 13530.92 | 0 | 0 | 1 | 5000 | 13530.92 | 0 | 0 | 0 | 0 | 0 | 30505.08 | 0 | 0 | 0 | 0 | 0 | 30505.08
2022060405 | 7 | 0.48335 | 48335 | 0.24303 | 12637.56 | 0 | 0 | 1 | 5000 | 12637.56 | 0 | 0 | 0 | 0 | 0 | 30697.44 | 0 | 0 | 0 | 0 | 0 | 30697.44
2022060406 | 7 | 0.48173 | 48173 | 0.23291 | 12111.32 | 0 | 0 | 1 | 5000 | 12111.32 | 0 | 0 | 0 | 0 | 0 | 31061.68 | 0 | 0 | 0 | 0 | 0 | 31061.68
2022060407 | 7 | 0.48244 | 48244 | 0.1717 | 8928.4 | 0.00376 | 334.64 | 1 | 5000 | 8928.4 | 334.64 | 0 | 0 | 0 | 0 | 33980.96 | 0 | 0 | 0 | 0 | 0 | 33980.96
2022060408 | 7 | 0.49354 | 49354 | 0.16564 | 8613.28 | 0.11648 | 10366.72 | 1 | 5000 | 8613.28 | 10366.72 | 0 | 0 | 0 | 0 | 25374 | 0 | 0 | 0 | 0 | 0 | 25374
2022060409 | 7 | 0.52227 | 52227 | 0.14022 | 7291.44 | 0.37482 | 33358.98 | 1 | 5000 | 7291.44 | 33358.98 | 0 | 0 | 0 | 0 | 6576.58 | 0 | 0 | 0 | 0 | 0 | 6576.58
2022060410 | 7 | 0.5606 | 56060 | 0.11982 | 6230.64 | 0.59724 | 53154.36 | 1 | 5000 | 6230.64 | 44829.36 | 0 | 0 | 8325 | 8325 | 0 | 7076.25 | 0 | 0 | 0 | 7076.25 | 0
2022060411 | 7 | 0.60139 | 60139 | 0.11676 | 6071.52 | 0.71217 | 63383.13 | 1 | 5000 | 6071.52 | 49067.48 | 0 | 0 | 14315.65 | 14315.65 | 0 | 19244.5525 | 0 | 0 | 0 | 12168.3025 | 0
2022060412 | 7 | 0.64222 | 64222 | 0.14927 | 7762.04 | 0.73423 | 65346.47 | 1 | 5000 | 7762.04 | 51459.96 | 0 | 0 | 13886.51 | 13886.51 | 0 | 31048.086 | 0 | 0 | 0 | 11803.5335 | 0
2022060413 | 7 | 0.67759 | 67759 | 0.15887 | 8261.24 | 0.74812 | 66582.68 | 1 | 5000 | 8261.24 | 54497.76 | 0 | 0 | 12084.92 | 12084.92 | 0 | 41320.268 | 0 | 0 | 0 | 10272.182 | 0
2022060414 | 7 | 0.6966 | 69660 | 0.16906 | 8791.12 | 0.72629 | 64639.81 | 1 | 5000 | 8791.12 | 55868.88 | 0 | 0 | 8770.93 | 8770.93 | 0 | 48775.5585 | 0 | 0 | 0 | 7455.2905 | 0
2022060415 | 7 | 0.73513 | 73513 | 0.1648 | 8569.6 | 0.72239 | 64292.71 | 1 | 5000 | 8569.6 | 59943.4 | 0 | 0 | 4349.31 | 4349.31 | 0 | 52472.472 | 0 | 0 | 0 | 3696.9135 | 0
2022060416 | 7 | 0.76678 | 76678 | 0.16746 | 8707.92 | 0.67826 | 60365.14 | 1 | 5000 | 8707.92 | 60365.14 | 0 | 0 | 0 | 0 | 2604.94 | 49867.532 | 2604.94 | 0 | 0 | 0 | 0
2022060417 | 7 | 0.7855 | 78550 | 0.17531 | 9116.12 | 0.64943 | 57799.27 | 1 | 5000 | 9116.12 | 57799.27 | 0 | 0 | 0 | 0 | 6634.61 | 43232.922 | 6634.61 | 0 | 0 | 0 | 0
2022060418 | 7 | 0.78296 | 78296 | 0.18725 | 9737 | 0.62197 | 55355.33 | 1 | 5000 | 9737 | 55355.33 | 0 | 0 | 0 | 0 | 8203.67 | 35029.252 | 8203.67 | 0 | 0 | 0 | 0
2022060419 | 7 | 0.77338 | 77338 | 0.22239 | 11564.28 | 0.4953 | 44081.7 | 1 | 5000 | 11564.28 | 44081.7 | 0 | 0 | 0 | 0 | 16692.02 | 18337.232 | 16692.02 | 0 | 0 | 0 | 0
2022060420 | 7 | 0.7509 | 75090 | 0.28528 | 14834.56 | 0.27468 | 24446.52 | 1 | 5000 | 14834.56 | 24446.52 | 0 | 0 | 0 | 0 | 30808.92 | 0 | 18337.232 | 0 | 0 | 0 | 12471.688
2022060421 | 7 | 0.72413 | 72413 | 0.35246 | 18327.92 | 0.02677 | 2382.53 | 1 | 5000 | 18327.92 | 2382.53 | 0 | 0 | 0 | 0 | 46702.55 | 0 | 0 | 0 | 0 | 0 | 46702.55
2022060422 | 7 | 0.70469 | 70469 | 0.47227 | 24558.04 | 0 | 0 | 1 | 5000 | 24558.04 | 0 | 0 | 0 | 0 | 0 | 40910.96 | 0 | 0 | 0 | 0 | 0 | 40910.96
2022060423 | 7 | 0.66966 | 66966 | 0.57202 | 29745.04 | 0 | 0 | 1 | 5000 | 29745.04 | 0 | 0 | 0 | 0 | 0 | 32220.96 | 0 | 0 | 0 | 0 | 0 | 32220.96
2022060424 | 7 | 0.63218 | 63218 | 0.61476 | 31967.52 | 0 | 0 | 1 | 5000 | 31967.52 | 0 | 0 | 0 | 0 | 0 | 26250.48 | 0 | 0 | 0 | 0 | 0 | 26250.48
2022060501 | 1 | 0.5949 | 59490 | 0.62778 | 32644.56 | 0 | 0 | 1 | 5000 | 32644.56 | 0 | 0 | 0 | 0 | 0 | 21845.44 | 0 | 0 | 0 | 0 | 0 | 21845.44
2022060502 | 1 | 0.56346 | 56346 | 0.61688 | 32077.76 | 0 | 0 | 1 | 5000 | 32077.76 | 0 | 0 | 0 | 0 | 0 | 19268.24 | 0 | 0 | 0 | 0 | 0 | 19268.24
2022060503 | 1 | 0.53722 | 53722 | 0.59293 | 30832.36 | 0 | 0 | 1 | 5000 | 30832.36 | 0 | 0 | 0 | 0 | 0 | 17889.64 | 0 | 0 | 0 | 0 | 0 | 17889.64
2022060504 | 1 | 0.51829 | 51829 | 0.56851 | 29562.52 | 0 | 0 | 1 | 5000 | 29562.52 | 0 | 0 | 0 | 0 | 0 | 17266.48 | 0 | 0 | 0 | 0 | 0 | 17266.48
2022060505 | 1 | 0.50934 | 50934 | 0.56297 | 29274.44 | 0 | 0 | 1 | 5000 | 29274.44 | 0 | 0 | 0 | 0 | 0 | 16659.56 | 0 | 0 | 0 | 0 | 0 | 16659.56
2022060506 | 1 | 0.50281 | 50281 | 0.54997 | 28598.44 | 0 | 0 | 1 | 5000 | 28598.44 | 0 | 0 | 0 | 0 | 0 | 16682.56 | 0 | 0 | 0 | 0 | 0 | 16682.56
2022060507 | 1 | 0.49537 | 49537 | 0.52719 | 27413.88 | 0.00093 | 82.77 | 1 | 5000 | 27413.88 | 82.77 | 0 | 0 | 0 | 0 | 17040.35 | 0 | 0 | 0 | 0 | 0 | 17040.35
2022060508 | 1 | 0.50615 | 50615 | 0.52262 | 27176.24 | 0.06498 | 5783.22 | 1 | 5000 | 27176.24 | 5783.22 | 0 | 0 | 0 | 0 | 12655.54 | 0 | 0 | 0 | 0 | 0 | 12655.54
2022060509 | 1 | 0.54847 | 54847 | 0.5135 | 26702 | 0.39294 | 34971.66 | 1 | 5000 | 26702 | 23145 | 0 | 0 | 11826.66 | 11826.66 | 0 | 10052.661 | 0 | 0 | 0 | 10052.661 | 0
2022060510 | 1 | 0.59981 | 59981 | 0.49917 | 25956.84 | 0.62844 | 55931.16 | 1 | 5000 | 25956.84 | 29024.16 | 0 | 0 | 26907 | 26907 | 0 | 32923.611 | 0 | 0 | 0 | 22870.95 | 0
2022060511 | 1 | 0.64672 | 64672 | 0.44834 | 23313.68 | 0.73569 | 65476.41 | 1 | 5000 | 23313.68 | 36358.32 | 0 | 0 | 29118.09 | 29118.09 | 0 | 57673.9875 | 0 | 0 | 0 | 24750.3765 | 0
2022060512 | 1 | 0.69167 | 69167 | 0.38896 | 20225.92 | 0.78409 | 69784.01 | 1 | 5000 | 20225.92 | 43941.08 | 0 | 0 | 25842.93 | 25842.93 | 0 | 79640.478 | 0 | 0 | 0 | 21966.4905 | 0
2022060513 | 1 | 0.73519 | 73519 | 0.34643 | 18014.36 | 0.78741 | 70079.49 | 1 | 5000 | 18014.36 | 50504.64 | 0 | 0 | 19574.85 | 19574.85 | 0 | 96279.1005 | 0 | 0 | 0 | 16638.6225 | 0
2022060514 | 1 | 0.77695 | 77695 | 0.35404 | 18410.08 | 0.77367 | 68856.63 | 1 | 5000 | 18410.08 | 54284.92 | 0 | 0 | 14571.71 | 14571.71 | 0 | 108665.054 | 0 | 0 | 0 | 12385.9535 | 0
2022060515 | 1 | 0.81258 | 81258 | 0.38516 | 20028.32 | 0.72712 | 64713.68 | 1 | 5000 | 20028.32 | 56229.68 | 0 | 0 | 8484 | 8484 | 0 | 115876.454 | 0 | 0 | 0 | 7211.4 | 0
2022060516 | 1 | 0.83768 | 83768 | 0.41882 | 21778.64 | 0.71971 | 64054.19 | 1 | 5000 | 21778.64 | 56989.36 | 0 | 0 | 7064.83 | 7064.83 | 0 | 121881.5595 | 0 | 0 | 0 | 6005.1055 | 0
2022060517 | 1 | 0.85232 | 85232 | 0.44031 | 22896.12 | 0.70042 | 62337.38 | 1 | 5000 | 22896.12 | 57335.88 | 0 | 0 | 5001.5 | 5001.5 | 0 | 126132.8345 | 0 | 0 | 0 | 4251.275 | 0
2022060518 | 1 | 0.85173 | 85173 | 0.46023 | 23931.96 | 0.64774 | 57648.86 | 1 | 5000 | 23931.96 | 56241.04 | 0 | 0 | 1407.82 | 1407.82 | 0 | 127329.4815 | 0 | 0 | 0 | 1196.647 | 0
2022060519 | 1 | 0.83719 | 83719 | 0.46523 | 24191.96 | 0.52299 | 46546.11 | 1 | 5000 | 24191.96 | 46546.11 | 0 | 0 | 0 | 0 | 7980.93 | 119348.5515 | 7980.93 | 0 | 0 | 0 | 0
2022060520 | 1 | 0.80598 | 80598 | 0.44954 | 23376.08 | 0.25302 | 22518.78 | 1 | 5000 | 23376.08 | 22518.78 | 0 | 0 | 0 | 0 | 29703.14 | 89645.4115 | 29703.14 | 0 | 0 | 0 | 0
2022060521 | 1 | 0.7746 | 77460 | 0.43603 | 22673.56 | 0.0197 | 1753.3 | 1 | 5000 | 22673.56 | 1753.3 | 0 | 0 | 0 | 0 | 48033.14 | 41612.2715 | 48033.14 | 0 | 0 | 0 | 0
2022060522 | 1 | 0.74879 | 74879 | 0.46155 | 24000.6 | 0 | 0 | 1 | 5000 | 24000.6 | 0 | 0 | 0 | 0 | 0 | 45878.4 | 0 | 41612.2715 | 0 | 0 | 0 | 4266.1285
2022060523 | 1 | 0.70566 | 70566 | 0.49676 | 25831.52 | 0 | 0 | 1 | 5000 | 25831.52 | 0 | 0 | 0 | 0 | 0 | 39734.48 | 0 | 0 | 0 | 0 | 0 | 39734.48
2022060524 | 1 | 0.65812 | 65812 | 0.53686 | 27916.72 | 0 | 0 | 1 | 5000 | 27916.72 | 0 | 0 | 0 | 0 | 0 | 32895.28 | 0 | 0 | 0 | 0 | 0 | 32895.28
2022060601 | 2 | 0.61746 | 61746 | 0.5806 | 30191.2 | 0 | 0 | 1 | 5000 | 30191.2 | 0 | 0 | 0 | 0 | 0 | 26554.8 | 0 | 0 | 0 | 0 | 0 | 26554.8
2022060602 | 2 | 0.58951 | 58951 | 0.61596 | 32029.92 | 0 | 0 | 1 | 5000 | 32029.92 | 0 | 0 | 0 | 0 | 0 | 21921.08 | 0 | 0 | 0 | 0 | 0 | 21921.08
2022060603 | 2 | 0.57095 | 57095 | 0.63695 | 33121.4 | 0 | 0 | 1 | 5000 | 33121.4 | 0 | 0 | 0 | 0 | 0 | 18973.6 | 0 | 0 | 0 | 0 | 0 | 18973.6
2022060604 | 2 | 0.56446 | 56446 | 0.63145 | 32835.4 | 0 | 0 | 1 | 5000 | 32835.4 | 0 | 0 | 0 | 0 | 0 | 18610.6 | 0 | 0 | 0 | 0 | 0 | 18610.6
2022060605 | 2 | 0.56002 | 56002 | 0.62061 | 32271.72 | 0 | 0 | 1 | 5000 | 32271.72 | 0 | 0 | 0 | 0 | 0 | 18730.28 | 0 | 0 | 0 | 0 | 0 | 18730.28
2022060606 | 2 | 0.57095 | 57095 | 0.61776 | 32123.52 | 0 | 0 | 1 | 5000 | 32123.52 | 0 | 0 | 0 | 0 | 0 | 19971.48 | 0 | 0 | 0 | 0 | 0 | 19971.48
2022060607 | 2 | 0.58624 | 58624 | 0.59611 | 30997.72 | 0.00195 | 173.55 | 1 | 5000 | 30997.72 | 173.55 | 0 | 0 | 0 | 0 | 22452.73 | 0 | 0 | 0 | 0 | 0 | 22452.73
2022060608 | 2 | 0.60309 | 60309 | 0.56083 | 29163.16 | 0.17585 | 15650.65 | 1 | 5000 | 29163.16 | 15650.65 | 0 | 0 | 0 | 0 | 10495.19 | 0 | 0 | 0 | 0 | 0 | 10495.19
2022060609 | 2 | 0.63569 | 63569 | 0.51462 | 26760.24 | 0.53396 | 47522.44 | 1 | 5000 | 26760.24 | 31808.76 | 0 | 0 | 15713.68 | 15713.68 | 0 | 13356.628 | 0 | 0 | 0 | 13356.628 | 0
2022060610 | 2 | 0.67758 | 67758 | 0.49355 | 25664.6 | 0.71275 | 63434.75 | 1 | 5000 | 25664.6 | 37093.4 | 0 | 0 | 26341.35 | 26341.35 | 0 | 35746.7755 | 0 | 0 | 0 | 22390.1475 | 0
2022060611 | 2 | 0.72135 | 72135 | 0.45361 | 23587.72 | 0.76691 | 68254.99 | 1 | 5000 | 23587.72 | 43547.28 | 0 | 0 | 24707.71 | 24707.71 | 0 | 56748.329 | 0 | 0 | 0 | 21001.5535 | 0
2022060612 | 2 | 0.76528 | 76528 | 0.381 | 19812 | 0.80492 | 71637.88 | 1 | 5000 | 19812 | 51716 | 0 | 0 | 19921.88 | 19921.88 | 0 | 73681.927 | 0 | 0 | 0 | 16933.598 | 0
2022060613 | 2 | 0.807 | 80700 | 0.30809 | 16020.68 | 0.80929 | 72026.81 | 1 | 5000 | 16020.68 | 59679.32 | 0 | 0 | 12347.49 | 12347.49 | 0 | 84177.2935 | 0 | 0 | 0 | 10495.3665 | 0
2022060614 | 2 | 0.84832 | 84832 | 0.26085 | 13564.2 | 0.81138 | 72212.82 | 1 | 5000 | 13564.2 | 66267.8 | 0 | 0 | 5945.02 | 5945.02 | 0 | 89230.5605 | 0 | 0 | 0 | 5053.267 | 0
2022060615 | 2 | 0.87852 | 87852 | 0.23921 | 12438.92 | 0.80463 | 71612.07 | 1 | 5000 | 12438.92 | 70413.08 | 0 | 0 | 1198.99 | 1198.99 | 0 | 90249.702 | 0 | 0 | 0 | 1019.1415 | 0
2022060616 | 2 | 0.89577 | 89577 | 0.23587 | 12265.24 | 0.78272 | 69662.08 | 1 | 5000 | 12265.24 | 69662.08 | 0 | 0 | 0 | 0 | 2649.68 | 87600.022 | 2649.68 | 0 | 0 | 0 | 0
2022060617 | 2 | 0.90663 | 90663 | 0.24786 | 12888.72 | 0.75316 | 67031.24 | 1 | 5000 | 12888.72 | 67031.24 | 0 | 0 | 0 | 0 | 5743.04 | 81856.982 | 5743.04 | 0 | 0 | 0 | 0
2022060618 | 2 | 0.90661 | 90661 | 0.26455 | 13756.6 | 0.7134 | 63492.6 | 1 | 5000 | 13756.6 | 63492.6 | 0 | 0 | 0 | 0 | 8411.8 | 73445.182 | 8411.8 | 0 | 0 | 0 | 0
2022060619 | 2 | 0.89585 | 89585 | 0.27181 | 14134.12 | 0.60713 | 54034.57 | 1 | 5000 | 14134.12 | 54034.57 | 0 | 0 | 0 | 0 | 16416.31 | 57028.872 | 16416.31 | 0 | 0 | 0 | 0
2022060620 | 2 | 0.87133 | 87133 | 0.29069 | 15115.88 | 0.34082 | 30332.98 | 1 | 5000 | 15115.88 | 30332.98 | 0 | 0 | 0 | 0 | 36684.14 | 20344.732 | 36684.14 | 0 | 0 | 0 | 0
2022060621 | 2 | 0.83863 | 83863 | 0.33601 | 17472.52 | 0.04127 | 3673.03 | 1 | 5000 | 17472.52 | 3673.03 | 0 | 0 | 0 | 0 | 57717.45 | 0 | 20344.732 | 0 | 0 | 0 | 37372.718
2022060622 | 2 | 0.80825 | 80825 | 0.40474 | 21046.48 | 0 | 0 | 1 | 5000 | 21046.48 | 0 | 0 | 0 | 0 | 0 | 54778.52 | 0 | 0 | 0 | 0 | 0 | 54778.52
2022060623 | 2 | 0.75744 | 75744 | 0.46691 | 24279.32 | 0.00011 | 9.79 | 1 | 5000 | 24279.32 | 9.79 | 0 | 0 | 0 | 0 | 46454.89 | 0 | 0 | 0 | 0 | 0 | 46454.89
2022060624 | 2 | 0.70062 | 70062 | 0.48221 | 25074.92 | 0 | 0 | 1 | 5000 | 25074.92 | 0 | 0 | 0 | 0 | 0 | 39987.08 | 0 | 0 | 0 | 0 | 0 | 39987.08
2022060701 | 3 | 0.65452 | 65452 | 0.50118 | 26061.36 | 0 | 0 | 1 | 5000 | 26061.36 | 0 | 0 | 0 | 0 | 0 | 34390.64 | 0 | 0 | 0 | 0 | 0 | 34390.64
2022060702 | 3 | 0.62044 | 62044 | 0.50315 | 26163.8 | 0 | 0 | 1 | 5000 | 26163.8 | 0 | 0 | 0 | 0 | 0 | 30880.2 | 0 | 0 | 0 | 0 | 0 | 30880.2
2022060703 | 3 | 0.59515 | 59515 | 0.50087 | 26045.24 | 0 | 0 | 1 | 5000 | 26045.24 | 0 | 0 | 0 | 0 | 0 | 28469.76 | 0 | 0 | 0 | 0 | 0 | 28469.76
2022060704 | 3 | 0.58004 | 58004 | 0.50163 | 26084.76 | 0 | 0 | 1 | 5000 | 26084.76 | 0 | 0 | 0 | 0 | 0 | 26919.24 | 0 | 0 | 0 | 0 | 0 | 26919.24
2022060705 | 3 | 0.57602 | 57602 | 0.50438 | 26227.76 | 0 | 0 | 1 | 5000 | 26227.76 | 0 | 0 | 0 | 0 | 0 | 26374.24 | 0 | 0 | 0 | 0 | 0 | 26374.24
2022060706 | 3 | 0.58289 | 58289 | 0.48821 | 25386.92 | 0 | 0 | 1 | 5000 | 25386.92 | 0 | 0 | 0 | 0 | 0 | 27902.08 | 0 | 0 | 0 | 0 | 0 | 27902.08
2022060707 | 3 | 0.59649 | 59649 | 0.47646 | 24775.92 | 0.00301 | 267.89 | 1 | 5000 | 24775.92 | 267.89 | 0 | 0 | 0 | 0 | 29605.19 | 0 | 0 | 0 | 0 | 0 | 29605.19
2022060708 | 3 | 0.6146 | 61460 | 0.47669 | 24787.88 | 0.1876 | 16696.4 | 1 | 5000 | 24787.88 | 16696.4 | 0 | 0 | 0 | 0 | 14975.72 | 0 | 0 | 0 | 0 | 0 | 14975.72
2022060709 | 3 | 0.64974 | 64974 | 0.46788 | 24329.76 | 0.54289 | 48317.21 | 1 | 5000 | 24329.76 | 35644.24 | 0 | 0 | 12672.97 | 12672.97 | 0 | 10772.0245 | 0 | 0 | 0 | 10772.0245 | 0
2022060710 | 3 | 0.68699 | 68699 | 0.44866 | 23330.32 | 0.66505 | 59189.45 | 1 | 5000 | 23330.32 | 40368.68 | 0 | 0 | 18820.77 | 18820.77 | 0 | 26769.679 | 0 | 0 | 0 | 15997.6545 | 0
2022060711 | 3 | 0.72619 | 72619 | 0.37164 | 19325.28 | 0.69176 | 61566.64 | 1 | 5000 | 19325.28 | 48293.72 | 0 | 0 | 13272.92 | 13272.92 | 0 | 38051.661 | 0 | 0 | 0 | 11281.982 | 0
2022060712 | 3 | 0.76589 | 76589 | 0.293 | 15236 | 0.7309 | 65050.1 | 1 | 5000 | 15236 | 56353 | 0 | 0 | 8697.1 | 8697.1 | 0 | 45444.196 | 0 | 0 | 0 | 7392.535 | 0
2022060713 | 3 | 0.80935 | 80935 | 0.23357 | 12145.64 | 0.75956 | 67600.84 | 1 | 5000 | 12145.64 | 63789.36 | 0 | 0 | 3811.48 | 3811.48 | 0 | 48683.954 | 0 | 0 | 0 | 3239.758 | 0
2022060714 | 3 | 0.85126 | 85126 | 0.20031 | 10416.12 | 0.78494 | 69859.66 | 1 | 5000 | 10416.12 | 69709.88 | 0 | 0 | 149.78 | 149.78 | 0 | 48811.267 | 0 | 0 | 0 | 127.313 | 0
2022060715 | 3 | 0.88552 | 88552 | 0.19335 | 10054.2 | 0.78023 | 69440.47 | 1 | 5000 | 10054.2 | 69440.47 | 0 | 0 | 0 | 0 | 4057.33 | 44753.937 | 4057.33 | 0 | 0 | 0 | 0
2022060716 | 3 | 0.90267 | 90267 | 0.20132 | 10468.64 | 0.77332 | 68825.48 | 1 | 5000 | 10468.64 | 68825.48 | 0 | 0 | 0 | 0 | 5972.88 | 38781.057 | 5972.88 | 0 | 0 | 0 | 0
2022060717 | 3 | 0.91147 | 91147 | 0.22355 | 11624.6 | 0.71537 | 63667.93 | 1 | 5000 | 11624.6 | 63667.93 | 0 | 0 | 0 | 0 | 10854.47 | 27926.587 | 10854.47 | 0 | 0 | 0 | 0
2022060718 | 3 | 0.91159 | 91159 | 0.25816 | 13424.32 | 0.64592 | 57486.88 | 1 | 5000 | 13424.32 | 57486.88 | 0 | 0 | 0 | 0 | 15247.8 | 12678.787 | 15247.8 | 0 | 0 | 0 | 0
2022060719 | 3 | 0.90145 | 90145 | 0.29922 | 15559.44 | 0.53473 | 47590.97 | 1 | 5000 | 15559.44 | 47590.97 | 0 | 0 | 0 | 0 | 21994.59 | 0 | 12678.787 | 0 | 0 | 0 | 9315.803
2022060720 | 3 | 0.87227 | 87227 | 0.35277 | 18344.04 | 0.27295 | 24292.55 | 1 | 5000 | 18344.04 | 24292.55 | 0 | 0 | 0 | 0 | 39590.41 | 0 | 0 | 0 | 0 | 0 | 39590.41
2022060721 | 3 | 0.83969 | 83969 | 0.38857 | 20205.64 | 0.03123 | 2779.47 | 1 | 5000 | 20205.64 | 2779.47 | 0 | 0 | 0 | 0 | 55983.89 | 0 | 0 | 0 | 0 | 0 | 55983.89
2022060722 | 3 | 0.80911 | 80911 | 0.40607 | 21115.64 | 0 | 0 | 1 | 5000 | 21115.64 | 0 | 0 | 0 | 0 | 0 | 54795.36 | 0 | 0 | 0 | 0 | 0 | 54795.36
2022060723 | 3 | 0.75822 | 75822 | 0.4254 | 22120.8 | 0 | 0 | 1 | 5000 | 22120.8 | 0 | 0 | 0 | 0 | 0 | 48701.2 | 0 | 0 | 0 | 0 | 0 | 48701.2
2022060724 | 3 | 0.70557 | 70557 | 0.44434 | 23105.68 | 0 | 0 | 1 | 5000 | 23105.68 | 0 | 0 | 0 | 0 | 0 | 42451.32 | 0 | 0 | 0 | 0 | 0 | 42451.32
2022060801 | 4 | 0.65794 | 65794 | 0.44111 | 22937.72 | 0 | 0 | 1 | 5000 | 22937.72 | 0 | 0 | 0 | 0 | 0 | 37856.28 | 0 | 0 | 0 | 0 | 0 | 37856.28
2022060802 | 4 | 0.62512 | 62512 | 0.45886 | 23860.72 | 0 | 0 | 1 | 5000 | 23860.72 | 0 | 0 | 0 | 0 | 0 | 33651.28 | 0 | 0 | 0 | 0 | 0 | 33651.28
2022060803 | 4 | 0.60176 | 60176 | 0.45709 | 23768.68 | 0 | 0 | 1 | 5000 | 23768.68 | 0 | 0 | 0 | 0 | 0 | 31407.32 | 0 | 0 | 0 | 0 | 0 | 31407.32
2022060804 | 4 | 0.5857 | 58570 | 0.42942 | 22329.84 | 0 | 0 | 1 | 5000 | 22329.84 | 0 | 0 | 0 | 0 | 0 | 31240.16 | 0 | 0 | 0 | 0 | 0 | 31240.16
2022060805 | 4 | 0.58047 | 58047 | 0.42218 | 21953.36 | 0 | 0 | 1 | 5000 | 21953.36 | 0 | 0 | 0 | 0 | 0 | 31093.64 | 0 | 0 | 0 | 0 | 0 | 31093.64
2022060806 | 4 | 0.58823 | 58823 | 0.42336 | 22014.72 | 0 | 0 | 1 | 5000 | 22014.72 | 0 | 0 | 0 | 0 | 0 | 31808.28 | 0 | 0 | 0 | 0 | 0 | 31808.28
2022060807 | 4 | 0.59962 | 59962 | 0.44158 | 22962.16 | 0.00406 | 361.34 | 1 | 5000 | 22962.16 | 361.34 | 0 | 0 | 0 | 0 | 31638.5 | 0 | 0 | 0 | 0 | 0 | 31638.5
2022060808 | 4 | 0.61821 | 61821 | 0.47786 | 24848.72 | 0.14116 | 12563.24 | 1 | 5000 | 24848.72 | 12563.24 | 0 | 0 | 0 | 0 | 19409.04 | 0 | 0 | 0 | 0 | 0 | 19409.04
2022060809 | 4 | 0.65505 | 65505 | 0.49726 | 25857.52 | 0.42924 | 38202.36 | 1 | 5000 | 25857.52 | 34647.48 | 0 | 0 | 3554.88 | 3554.88 | 0 | 3021.648 | 0 | 0 | 0 | 3021.648 | 0
2022060810 | 4 | 0.69173 | 69173 | 0.51645 | 26855.4 | 0.50762 | 45178.18 | 1 | 5000 | 26855.4 | 37317.6 | 0 | 0 | 7860.58 | 7860.58 | 0 | 9703.141 | 0 | 0 | 0 | 6681.493 | 0
2022060811 | 4 | 0.73291 | 73291 | 0.49837 | 25915.24 | 0.58914 | 52433.46 | 1 | 5000 | 25915.24 | 42375.76 | 0 | 0 | 10057.7 | 10057.7 | 0 | 18252.186 | 0 | 0 | 0 | 8549.045 | 0
2022060812 | 4 | 0.77029 | 77029 | 0.50744 | 26386.88 | 0.5721 | 50916.9 | 1 | 5000 | 26386.88 | 45642.12 | 0 | 0 | 5274.78 | 5274.78 | 0 | 22735.749 | 0 | 0 | 0 | 4483.563 | 0
2022060813 | 4 | 0.79615 | 79615 | 0.5112 | 26582.4 | 0.48538 | 43198.82 | 1 | 5000 | 26582.4 | 43198.82 | 0 | 0 | 0 | 0 | 4833.78 | 17901.969 | 4833.78 | 0 | 0 | 0 | 0
2022060814 | 4 | 0.82187 | 82187 | 0.48756 | 25353.12 | 0.51362 | 45712.18 | 1 | 5000 | 25353.12 | 45712.18 | 0 | 0 | 0 | 0 | 6121.7 | 11780.269 | 6121.7 | 0 | 0 | 0 | 0
2022060815 | 4 | 0.84402 | 84402 | 0.46462 | 24160.24 | 0.56455 | 50244.95 | 1 | 5000 | 24160.24 | 50244.95 | 0 | 0 | 0 | 0 | 4996.81 | 6783.459 | 4996.81 | 0 | 0 | 0 | 0
2022060816 | 4 | 0.8603 | 86030 | 0.41622 | 21643.44 | 0.5608 | 49911.2 | 1 | 5000 | 21643.44 | 49911.2 | 0 | 0 | 0 | 0 | 9475.36 | 0 | 6783.459 | 0 | 0 | 0 | 2691.901
2022060817 | 4 | 0.87284 | 87284 | 0.36693 | 19080.36 | 0.44745 | 39823.05 | 1 | 5000 | 19080.36 | 39823.05 | 0 | 0 | 0 | 0 | 23380.59 | 0 | 0 | 0 | 0 | 0 | 23380.59
2022060818 | 4 | 0.87324 | 87324 | 0.372 | 19344 | 0.39635 | 35275.15 | 1 | 5000 | 19344 | 35275.15 | 0 | 0 | 0 | 0 | 27704.85 | 0 | 0 | 0 | 0 | 0 | 27704.85
2022060819 | 4 | 0.85568 | 85568 | 0.36965 | 19221.8 | 0.27503 | 24477.67 | 1 | 5000 | 19221.8 | 24477.67 | 0 | 0 | 0 | 0 | 36868.53 | 0 | 0 | 0 | 0 | 0 | 36868.53
2022060820 | 4 | 0.8272 | 82720 | 0.36292 | 18871.84 | 0.09847 | 8763.83 | 1 | 5000 | 18871.84 | 8763.83 | 0 | 0 | 0 | 0 | 50084.33 | 0 | 0 | 0 | 0 | 0 | 50084.33
2022060821 | 4 | 0.7959 | 79590 | 0.33113 | 17218.76 | 0.00696 | 619.44 | 1 | 5000 | 17218.76 | 619.44 | 0 | 0 | 0 | 0 | 56751.8 | 0 | 0 | 0 | 0 | 0 | 56751.8
2022060822 | 4 | 0.76815 | 76815 | 0.3342 | 17378.4 | 0 | 0 | 1 | 5000 | 17378.4 | 0 | 0 | 0 | 0 | 0 | 54436.6 | 0 | 0 | 0 | 0 | 0 | 54436.6
2022060823 | 4 | 0.72107 | 72107 | 0.34719 | 18053.88 | 0 | 0 | 1 | 5000 | 18053.88 | 0 | 0 | 0 | 0 | 0 | 49053.12 | 0 | 0 | 0 | 0 | 0 | 49053.12
2022060824 | 4 | 0.66825 | 66825 | 0.31852 | 16563.04 | 0 | 0 | 1 | 5000 | 16563.04 | 0 | 0 | 0 | 0 | 0 | 45261.96 | 0 | 0 | 0 | 0 | 0 | 45261.96
2022060901 | 5 | 0.62242 | 62242 | 0.28064 | 14593.28 | 0.00115 | 102.35 | 1 | 5000 | 14593.28 | 102.35 | 0 | 0 | 0 | 0 | 42546.37 | 0 | 0 | 0 | 0 | 0 | 42546.37
2022060902 | 5 | 0.58873 | 58873 | 0.2437 | 12672.4 | 0.00091 | 80.99 | 1 | 5000 | 12672.4 | 80.99 | 0 | 0 | 0 | 0 | 41119.61 | 0 | 0 | 0 | 0 | 0 | 41119.61
2022060903 | 5 | 0.56627 | 56627 | 0.24038 | 12499.76 | 0.00019 | 16.91 | 1 | 5000 | 12499.76 | 16.91 | 0 | 0 | 0 | 0 | 39110.33 | 0 | 0 | 0 | 0 | 0 | 39110.33
2022060904 | 5 | 0.55159 | 55159 | 0.22527 | 11714.04 | 0.0003 | 26.7 | 1 | 5000 | 11714.04 | 26.7 | 0 | 0 | 0 | 0 | 38418.26 | 0 | 0 | 0 | 0 | 0 | 38418.26
2022060905 | 5 | 0.54594 | 54594 | 0.19563 | 10172.76 | 0 | 0 | 1 | 5000 | 10172.76 | 0 | 0 | 0 | 0 | 0 | 39421.24 | 0 | 0 | 0 | 0 | 0 | 39421.24
2022060906 | 5 | 0.55488 | 55488 | 0.18985 | 9872.2 | 0 | 0 | 1 | 5000 | 9872.2 | 0 | 0 | 0 | 0 | 0 | 40615.8 | 0 | 0 | 0 | 0 | 0 | 40615.8
2022060907 | 5 | 0.57053 | 57053 | 0.17027 | 8854.04 | 0.00215 | 191.35 | 1 | 5000 | 8854.04 | 191.35 | 0 | 0 | 0 | 0 | 43007.61 | 0 | 0 | 0 | 0 | 0 | 43007.61
2022060908 | 5 | 0.59026 | 59026 | 0.15101 | 7852.52 | 0.12692 | 11295.88 | 1 | 5000 | 7852.52 | 11295.88 | 0 | 0 | 0 | 0 | 34877.6 | 0 | 0 | 0 | 0 | 0 | 34877.6
2022060909 | 5 | 0.6182 | 61820 | 0.13029 | 6775.08 | 0.47361 | 42151.29 | 1 | 5000 | 6775.08 | 42151.29 | 0 | 0 | 0 | 0 | 7893.63 | 0 | 0 | 0 | 0 | 0 | 7893.63
2022060910 | 5 | 0.65645 | 65645 | 0.15197 | 7902.44 | 0.62695 | 55798.55 | 1 | 5000 | 7902.44 | 52742.56 | 0 | 0 | 3055.99 | 3055.99 | 0 | 2597.5915 | 0 | 0 | 0 | 2597.5915 | 0
2022060911 | 5 | 0.7037 | 70370 | 0.1474 | 7664.8 | 0.70328 | 62591.92 | 1 | 5000 | 7664.8 | 57705.2 | 0 | 0 | 4886.72 | 4886.72 | 0 | 6751.3035 | 0 | 0 | 0 | 4153.712 | 0
2022060912 | 5 | 0.7543 | 75430 | 0.15557 | 8089.64 | 0.78836 | 70164.04 | 1 | 5000 | 8089.64 | 62340.36 | 0 | 0 | 7823.68 | 7823.68 | 0 | 13401.4315 | 0 | 0 | 0 | 6650.128 | 0
2022060913 | 5 | 0.80228 | 80228 | 0.18013 | 9366.76 | 0.80122 | 71308.58 | 1 | 5000 | 9366.76 | 65861.24 | 0 | 0 | 5447.34 | 5447.34 | 0 | 18031.6705 | 0 | 0 | 0 | 4630.239 | 0
2022060914 | 5 | 0.8471 | 84710 | 0.21189 | 11018.28 | 0.79326 | 70600.14 | 1 | 5000 | 11018.28 | 68691.72 | 0 | 0 | 1908.42 | 1908.42 | 0 | 19653.8275 | 0 | 0 | 0 | 1622.157 | 0
2022060915 | 5 | 0.88259 | 88259 | 0.23553 | 12247.56 | 0.78326 | 69710.14 | 1 | 5000 | 12247.56 | 69710.14 | 0 | 0 | 0 | 0 | 1301.3 | 18352.5275 | 1301.3 | 0 | 0 | 0 | 0
2022060916 | 5 | 0.90085 | 90085 | 0.26439 | 13748.28 | 0.75298 | 67015.22 | 1 | 5000 | 13748.28 | 67015.22 | 0 | 0 | 0 | 0 | 4321.5 | 14031.0275 | 4321.5 | 0 | 0 | 0 | 0
2022060917 | 5 | 0.90942 | 90942 | 0.31358 | 16306.16 | 0.70626 | 62857.14 | 1 | 5000 | 16306.16 | 62857.14 | 0 | 0 | 0 | 0 | 6778.7 | 7252.3275 | 6778.7 | 0 | 0 | 0 | 0
2022060918 | 5 | 0.90908 | 90908 | 0.3468 | 18033.6 | 0.65486 | 58282.54 | 1 | 5000 | 18033.6 | 58282.54 | 0 | 0 | 0 | 0 | 9591.86 | 0 | 7252.3275 | 0 | 0 | 0 | 2339.5325
2022060919 | 5 | 0.89975 | 89975 | 0.36025 | 18733 | 0.55371 | 49280.19 | 1 | 5000 | 18733 | 49280.19 | 0 | 0 | 0 | 0 | 16961.81 | 0 | 0 | 0 | 0 | 0 | 16961.81
2022060920 | 5 | 0.87132 | 87132 | 0.38862 | 20208.24 | 0.27274 | 24273.86 | 1 | 5000 | 20208.24 | 24273.86 | 0 | 0 | 0 | 0 | 37649.9 | 0 | 0 | 0 | 0 | 0 | 37649.9
2022060921 | 5 | 0.83727 | 83727 | 0.38026 | 19773.52 | 0.0285 | 2536.5 | 1 | 5000 | 19773.52 | 2536.5 | 0 | 0 | 0 | 0 | 56416.98 | 0 | 0 | 0 | 0 | 0 | 56416.98
2022060922 | 5 | 0.80728 | 80728 | 0.39568 | 20575.36 | 0 | 0 | 1 | 5000 | 20575.36 | 0 | 0 | 0 | 0 | 0 | 55152.64 | 0 | 0 | 0 | 0 | 0 | 55152.64
2022060923 | 5 | 0.7603 | 76030 | 0.44413 | 23094.76 | 0 | 0 | 1 | 5000 | 23094.76 | 0 | 0 | 0 | 0 | 0 | 47935.24 | 0 | 0 | 0 | 0 | 0 | 47935.24
2022060924 | 5 | 0.70778 | 70778 | 0.44698 | 23242.96 | 0 | 0 | 1 | 5000 | 23242.96 | 0 | 0 | 0 | 0 | 0 | 42535.04 | 0 | 0 | 0 | 0 | 0 | 42535.04
2022061001 | 6 | 0.65914 | 65914 | 0.43313 | 22522.76 | 0 | 0 | 1 | 5000 | 22522.76 | 0 | 0 | 0 | 0 | 0 | 38391.24 | 0 | 0 | 0 | 0 | 0 | 38391.24
2022061002 | 6 | 0.62163 | 62163 | 0.43641 | 22693.32 | 0 | 0 | 1 | 5000 | 22693.32 | 0 | 0 | 0 | 0 | 0 | 34469.68 | 0 | 0 | 0 | 0 | 0 | 34469.68
2022061003 | 6 | 0.59427 | 59427 | 0.43248 | 22488.96 | 0 | 0 | 1 | 5000 | 22488.96 | 0 | 0 | 0 | 0 | 0 | 31938.04 | 0 | 0 | 0 | 0 | 0 | 31938.04
2022061004 | 6 | 0.57692 | 57692 | 0.35398 | 18406.96 | 0 | 0 | 1 | 5000 | 18406.96 | 0 | 0 | 0 | 0 | 0 | 34285.04 | 0 | 0 | 0 | 0 | 0 | 34285.04
2022061005 | 6 | 0.57096 | 57096 | 0.29246 | 15207.92 | 0 | 0 | 1 | 5000 | 15207.92 | 0 | 0 | 0 | 0 | 0 | 36888.08 | 0 | 0 | 0 | 0 | 0 | 36888.08
2022061006 | 6 | 0.57646 | 57646 | 0.30243 | 15726.36 | 0 | 0 | 1 | 5000 | 15726.36 | 0 | 0 | 0 | 0 | 0 | 36919.64 | 0 | 0 | 0 | 0 | 0 | 36919.64
2022061007 | 6 | 0.58931 | 58931 | 0.30881 | 16058.12 | 0.002 | 178 | 1 | 5000 | 16058.12 | 178 | 0 | 0 | 0 | 0 | 37694.88 | 0 | 0 | 0 | 0 | 0 | 37694.88
2022061008 | 6 | 0.60477 | 60477 | 0.34023 | 17691.96 | 0.14803 | 13174.67 | 1 | 5000 | 17691.96 | 13174.67 | 0 | 0 | 0 | 0 | 24610.37 | 0 | 0 | 0 | 0 | 0 | 24610.37
2022061009 | 6 | 0.63386 | 63386 | 0.3403 | 17695.6 | 0.46683 | 41547.87 | 1 | 5000 | 17695.6 | 40690.4 | 0 | 0 | 857.47 | 857.47 | 0 | 728.8495 | 0 | 0 | 0 | 728.8495 | 0
2022061010 | 6 | 0.67043 | 67043 | 0.367 | 19084 | 0.6213 | 55295.7 | 1 | 5000 | 19084 | 42959 | 0 | 0 | 12336.7 | 12336.7 | 0 | 11215.0445 | 0 | 0 | 0 | 10486.195 | 0
2022061011 | 6 | 0.71174 | 71174 | 0.35581 | 18502.12 | 0.70575 | 62811.75 | 1 | 5000 | 18502.12 | 47671.88 | 0 | 0 | 15139.87 | 15139.87 | 0 | 24083.934 | 0 | 0 | 0 | 12868.8895 | 0
2022061012 | 6 | 0.76018 | 76018 | 0.31007 | 16123.64 | 0.76892 | 68433.88 | 1 | 5000 | 16123.64 | 54894.36 | 0 | 0 | 13539.52 | 13539.52 | 0 | 35592.526 | 0 | 0 | 0 | 11508.592 | 0
2022061013 | 6 | 0.80616 | 80616 | 0.2242 | 11658.4 | 0.78972 | 70285.08 | 1 | 5000 | 11658.4 | 63957.6 | 0 | 0 | 6327.48 | 6327.48 | 0 | 40970.884 | 0 | 0 | 0 | 5378.358 | 0
2022061014 | 6 | 0.85383 | 85383 | 0.18795 | 9773.4 | 0.79826 | 71045.14 | 1 | 5000 | 9773.4 | 70609.6 | 0 | 0 | 435.54 | 435.54 | 0 | 41341.093 | 0 | 0 | 0 | 370.209 | 0
2022061015 | 6 | 0.89329 | 89329 | 0.19197 | 9982.44 | 0.79352 | 70623.28 | 1 | 5000 | 9982.44 | 70623.28 | 0 | 0 | 0 | 0 | 3723.28 | 37617.813 | 3723.28 | 0 | 0 | 0 | 0
2022061016 | 6 | 0.91184 | 91184 | 0.196 | 10192 | 0.80301 | 71467.89 | 1 | 5000 | 10192 | 71467.89 | 0 | 0 | 0 | 0 | 4524.11 | 33093.703 | 4524.11 | 0 | 0 | 0 | 0
2022061017 | 6 | 0.9209 | 92090 | 0.20612 | 10718.24 | 0.76352 | 67953.28 | 1 | 5000 | 10718.24 | 67953.28 | 0 | 0 | 0 | 0 | 8418.48 | 24675.223 | 8418.48 | 0 | 0 | 0 | 0
2022061018 | 6 | 0.92548 | 92548 | 0.22445 | 11671.4 | 0.71097 | 63276.33 | 1 | 5000 | 11671.4 | 63276.33 | 0 | 0 | 0 | 0 | 12600.27 | 12074.953 | 12600.27 | 0 | 0 | 0 | 0
2022061019 | 6 | 0.92021 | 92021 | 0.23872 | 12413.44 | 0.6097 | 54263.3 | 1 | 5000 | 12413.44 | 54263.3 | 0 | 0 | 0 | 0 | 20344.26 | 0 | 12074.953 | 0 | 0 | 0 | 8269.307
2022061020 | 6 | 0.89505 | 89505 | 0.25275 | 13143 | 0.33356 | 29686.84 | 1 | 5000 | 13143 | 29686.84 | 0 | 0 | 0 | 0 | 41675.16 | 0 | 0 | 0 | 0 | 0 | 41675.16
2022061021 | 6 | 0.85693 | 85693 | 0.29583 | 15383.16 | 0.03616 | 3218.24 | 1 | 5000 | 15383.16 | 3218.24 | 0 | 0 | 0 | 0 | 62091.6 | 0 | 0 | 0 | 0 | 0 | 62091.6
2022061022 | 6 | 0.82564 | 82564 | 0.37965 | 19741.8 | 0 | 0 | 1 | 5000 | 19741.8 | 0 | 0 | 0 | 0 | 0 | 57822.2 | 0 | 0 | 0 | 0 | 0 | 57822.2
2022061023 | 6 | 0.77912 | 77912 | 0.46433 | 24145.16 | 0 | 0 | 1 | 5000 | 24145.16 | 0 | 0 | 0 | 0 | 0 | 48766.84 | 0 | 0 | 0 | 0 | 0 | 48766.84
2022061024 | 6 | 0.73422 | 73422 | 0.51287 | 26669.24 | 0 | 0 | 1 | 5000 | 26669.24 | 0 | 0 | 0 | 0 | 0 | 41752.76 | 0 | 0 | 0 | 0 | 0 | 41752.76
2022061101 | 7 | 0.68738 | 68738 | 0.54168 | 28167.36 | 0 | 0 | 1 | 5000 | 28167.36 | 0 | 0 | 0 | 0 | 0 | 35570.64 | 0 | 0 | 0 | 0 | 0 | 35570.64
2022061102 | 7 | 0.64963 | 64963 | 0.55242 | 28725.84 | 0 | 0 | 1 | 5000 | 28725.84 | 0 | 0 | 0 | 0 | 0 | 31237.16 | 0 | 0 | 0 | 0 | 0 | 31237.16
2022061103 | 7 | 0.6188 | 61880 | 0.56225 | 29237 | 0 | 0 | 1 | 5000 | 29237 | 0 | 0 | 0 | 0 | 0 | 27643 | 0 | 0 | 0 | 0 | 0 | 27643
2022061104 | 7 | 0.59805 | 59805 | 0.5524 | 28724.8 | 0 | 0 | 1 | 5000 | 28724.8 | 0 | 0 | 0 | 0 | 0 | 26080.2 | 0 | 0 | 0 | 0 | 0 | 26080.2
2022061105 | 7 | 0.581 | 58100 | 0.53668 | 27907.36 | 0 | 0 | 1 | 5000 | 27907.36 | 0 | 0 | 0 | 0 | 0 | 25192.64 | 0 | 0 | 0 | 0 | 0 | 25192.64
2022061106 | 7 | 0.57656 | 57656 | 0.53691 | 27919.32 | 0 | 0 | 1 | 5000 | 27919.32 | 0 | 0 | 0 | 0 | 0 | 24736.68 | 0 | 0 | 0 | 0 | 0 | 24736.68
2022061107 | 7 | 0.57638 | 57638 | 0.51859 | 26966.68 | 0.00386 | 343.54 | 1 | 5000 | 26966.68 | 343.54 | 0 | 0 | 0 | 0 | 25327.78 | 0 | 0 | 0 | 0 | 0 | 25327.78
2022061108 | 7 | 0.58525 | 58525 | 0.45974 | 23906.48 | 0.19762 | 17588.18 | 1 | 5000 | 23906.48 | 17588.18 | 0 | 0 | 0 | 0 | 12030.34 | 0 | 0 | 0 | 0 | 0 | 12030.34
2022061109 | 7 | 0.62752 | 62752 | 0.40991 | 21315.32 | 0.56039 | 49874.71 | 1 | 5000 | 21315.32 | 36436.68 | 0 | 0 | 13438.03 | 13438.03 | 0 | 11422.3255 | 0 | 0 | 0 | 11422.3255 | 0
2022061110 | 7 | 0.68311 | 68311 | 0.44441 | 23109.32 | 0.7302 | 64987.8 | 1 | 5000 | 23109.32 | 40201.68 | 0 | 0 | 24786.12 | 24786.12 | 0 | 32490.5275 | 0 | 0 | 0 | 21068.202 | 0
2022061111 | 7 | 0.73915 | 73915 | 0.43838 | 22795.76 | 0.79451 | 70711.39 | 1 | 5000 | 22795.76 | 46119.24 | 0 | 0 | 24592.15 | 24592.15 | 0 | 53393.855 | 0 | 0 | 0 | 20903.3275 | 0
2022061112 | 7 | 0.79457 | 79457 | 0.37836 | 19674.72 | 0.8088 | 71983.2 | 1 | 5000 | 19674.72 | 54782.28 | 0 | 0 | 17200.92 | 17200.92 | 0 | 68014.637 | 0 | 0 | 0 | 14620.782 | 0
2022061113 | 7 | 0.8413 | 84130 | 0.34743 | 18066.36 | 0.81265 | 72325.85 | 1 | 5000 | 18066.36 | 61063.64 | 0 | 0 | 11262.21 | 11262.21 | 0 | 77587.5155 | 0 | 0 | 0 | 9572.8785 | 0
2022061114 | 7 | 0.88328 | 88328 | 0.33059 | 17190.68 | 0.7922 | 70505.8 | 1 | 5000 | 17190.68 | 66137.32 | 0 | 0 | 4368.48 | 4368.48 | 0 | 81300.7235 | 0 | 0 | 0 | 3713.208 | 0
2022061115 | 7 | 0.913 | 91300 | 0.30217 | 15712.84 | 0.78341 | 69723.49 | 1 | 5000 | 15712.84 | 69723.49 | 0 | 0 | 0 | 0 | 863.67 | 80437.0535 | 863.67 | 0 | 0 | 0 | 0
2022061116 | 7 | 0.92554 | 92554 | 0.30594 | 15908.88 | 0.75867 | 67521.63 | 1 | 5000 | 15908.88 | 67521.63 | 0 | 0 | 0 | 0 | 4123.49 | 76313.5635 | 4123.49 | 0 | 0 | 0 | 0
2022061117 | 7 | 0.93167 | 93167 | 0.31393 | 16324.36 | 0.73039 | 65004.71 | 1 | 5000 | 16324.36 | 65004.71 | 0 | 0 | 0 | 0 | 6837.93 | 69475.6335 | 6837.93 | 0 | 0 | 0 | 0
2022061118 | 7 | 0.93112 | 93112 | 0.34439 | 17908.28 | 0.68559 | 61017.51 | 1 | 5000 | 17908.28 | 61017.51 | 0 | 0 | 0 | 0 | 9186.21 | 60289.4235 | 9186.21 | 0 | 0 | 0 | 0
2022061119 | 7 | 0.92496 | 92496 | 0.38139 | 19832.28 | 0.58712 | 52253.68 | 1 | 5000 | 19832.28 | 52253.68 | 0 | 0 | 0 | 0 | 15410.04 | 44879.3835 | 15410.04 | 0 | 0 | 0 | 0
2022061120 | 7 | 0.90285 | 90285 | 0.41895 | 21785.4 | 0.35604 | 31687.56 | 1 | 5000 | 21785.4 | 31687.56 | 0 | 0 | 0 | 0 | 31812.04 | 13067.3435 | 31812.04 | 0 | 0 | 0 | 0
2022061121 | 7 | 0.86717 | 86717 | 0.47389 | 24642.28 | 0.04513 | 4016.57 | 1 | 5000 | 24642.28 | 4016.57 | 0 | 0 | 0 | 0 | 53058.15 | 0 | 13067.3435 | 0 | 0 | 0 | 39990.8065
2022061122 | 7 | 0.83535 | 83535 | 0.57853 | 30083.56 | 0 | 0 | 1 | 5000 | 30083.56 | 0 | 0 | 0 | 0 | 0 | 48451.44 | 0 | 0 | 0 | 0 | 0 | 48451.44
2022061123 | 7 | 0.79314 | 79314 | 0.64741 | 33665.32 | 0 | 0 | 1 | 5000 | 33665.32 | 0 | 0 | 0 | 0 | 0 | 40648.68 | 0 | 0 | 0 | 0 | 0 | 40648.68
2022061124 | 7 | 0.74635 | 74635 | 0.65795 | 34213.4 | 0 | 0 | 1 | 5000 | 34213.4 | 0 | 0 | 0 | 0 | 0 | 35421.6 | 0 | 0 | 0 | 0 | 0 | 35421.6
2022061201 | 1 | 0.69997 | 69997 | 0.66467 | 34562.84 | 0 | 0 | 1 | 5000 | 34562.84 | 0 | 0 | 0 | 0 | 0 | 30434.16 | 0 | 0 | 0 | 0 | 0 | 30434.16
2022061202 | 1 | 0.6633 | 66330 | 0.67214 | 34951.28 | 0 | 0 | 1 | 5000 | 34951.28 | 0 | 0 | 0 | 0 | 0 | 26378.72 | 0 | 0 | 0 | 0 | 0 | 26378.72
2022061203 | 1 | 0.63699 | 63699 | 0.67212 | 34950.24 | 0 | 0 | 1 | 5000 | 34950.24 | 0 | 0 | 0 | 0 | 0 | 23748.76 | 0 | 0 | 0 | 0 | 0 | 23748.76
2022061204 | 1 | 0.61334 | 61334 | 0.66427 | 34542.04 | 0 | 0 | 1 | 5000 | 34542.04 | 0 | 0 | 0 | 0 | 0 | 21791.96 | 0 | 0 | 0 | 0 | 0 | 21791.96
2022061205 | 1 | 0.59741 | 59741 | 0.66021 | 34330.92 | 0 | 0 | 1 | 5000 | 34330.92 | 0 | 0 | 0 | 0 | 0 | 20410.08 | 0 | 0 | 0 | 0 | 0 | 20410.08
2022061206 | 1 | 0.59121 | 59121 | 0.65604 | 34114.08 | 0 | 0 | 1 | 5000 | 34114.08 | 0 | 0 | 0 | 0 | 0 | 20006.92 | 0 | 0 | 0 | 0 | 0 | 20006.92
2022061207 | 1 | 0.57816 | 57816 | 0.63548 | 33044.96 | 0.00427 | 380.03 | 1 | 5000 | 33044.96 | 380.03 | 0 | 0 | 0 | 0 | 19391.01 | 0 | 0 | 0 | 0 | 0 | 19391.01
2022061208 | 1 | 0.58308 | 58308 | 0.59548 | 30964.96 | 0.19269 | 17149.41 | 1 | 5000 | 30964.96 | 17149.41 | 0 | 0 | 0 | 0 | 5193.63 | 0 | 0 | 0 | 0 | 0 | 5193.63
2022061209 | 1 | 0.6253 | 62530 | 0.57475 | 29887 | 0.51836 | 46134.04 | 1 | 5000 | 29887 | 27643 | 0 | 0 | 18491.04 | 18491.04 | 0 | 15717.384 | 0 | 0 | 0 | 15717.384 | 0
2022061210 | 1 | 0.67872 | 67872 | 0.60541 | 31481.32 | 0.56238 | 50051.82 | 1 | 5000 | 31481.32 | 31390.68 | 0 | 0 | 18661.14 | 18661.14 | 0 | 31579.353 | 0 | 0 | 0 | 15861.969 | 0
2022061211 | 1 | 0.7339 | 73390 | 0.60546 | 31483.92 | 0.58717 | 52258.13 | 1 | 5000 | 31483.92 | 36906.08 | 0 | 0 | 15352.05 | 15352.05 | 0 | 44628.5955 | 0 | 0 | 0 | 13049.2425 | 0
2022061212 | 1 | 0.78953 | 78953 | 0.5826 | 30295.2 | 0.68363 | 60843.07 | 1 | 5000 | 30295.2 | 43657.8 | 0 | 0 | 17185.27 | 17185.27 | 0 | 59236.075 | 0 | 0 | 0 | 14607.4795 | 0
2022061213 | 1 | 0.84121 | 84121 | 0.55729 | 28979.08 | 0.75893 | 67544.77 | 1 | 5000 | 28979.08 | 50141.92 | 0 | 0 | 17402.85 | 17402.85 | 0 | 74028.4975 | 0 | 0 | 0 | 14792.4225 | 0
2022061214 | 1 | 0.88168 | 88168 | 0.55407 | 28811.64 | 0.76895 | 68436.55 | 1 | 5000 | 28811.64 | 54356.36 | 0 | 0 | 14080.19 | 14080.19 | 0 | 85996.659 | 0 | 0 | 0 | 11968.1615 | 0
2022061215 | 1 | 0.91355 | 91355 | 0.55073 | 28637.96 | 0.74147 | 65990.83 | 1 | 5000 | 28637.96 | 57717.04 | 0 | 0 | 8273.79 | 8273.79 | 0 | 93029.3805 | 0 | 0 | 0 | 7032.7215 | 0
2022061216 | 1 | 0.9274 | 92740 | 0.55173 | 28689.96 | 0.74571 | 66368.19 | 1 | 5000 | 28689.96 | 59050.04 | 0 | 0 | 7318.15 | 7318.15 | 0 | 99249.808 | 0 | 0 | 0 | 6220.4275 | 0
2022061217 | 1 | 0.93516 | 93516 | 0.54131 | 28148.12 | 0.74577 | 66373.53 | 1 | 5000 | 28148.12 | 60367.88 | 0 | 0 | 6005.65 | 6005.65 | 0 | 104354.6105 | 0 | 0 | 0 | 5104.8025 | 0
2022061218 | 1 | 0.9384 | 93840 | 0.54494 | 28336.88 | 0.70936 | 63133.04 | 1 | 5000 | 28336.88 | 60503.12 | 0 | 0 | 2629.92 | 2629.92 | 0 | 106590.0425 | 0 | 0 | 0 | 2235.432 | 0
2022061219 | 1 | 0.93206 | 93206 | 0.54369 | 28271.88 | 0.61714 | 54925.46 | 1 | 5000 | 28271.88 | 54925.46 | 0 | 0 | 0 | 0 | 5008.66 | 101581.3825 | 5008.66 | 0 | 0 | 0 | 7.276e-12
2022061220 | 1 | 0.91044 | 91044 | 0.5449 | 28334.8 | 0.36081 | 32112.09 | 1 | 5000 | 28334.8 | 32112.09 | 0 | 0 | 0 | 0 | 25597.11 | 75984.2725 | 25597.11 | 0 | 0 | 0 | 0
2022061221 | 1 | 0.87081 | 87081 | 0.55587 | 28905.24 | 0.04272 | 3802.08 | 1 | 5000 | 28905.24 | 3802.08 | 0 | 0 | 0 | 0 | 49373.68 | 26610.5925 | 49373.68 | 0 | 0 | 0 | 0
2022061222 | 1 | 0.8434 | 84340 | 0.60703 | 31565.56 | 0 | 0 | 1 | 5000 | 31565.56 | 0 | 0 | 0 | 0 | 0 | 47774.44 | 0 | 26610.5925 | 0 | 0 | 0 | 21163.8475
2022061223 | 1 | 0.79732 | 79732 | 0.65565 | 34093.8 | 0 | 0 | 1 | 5000 | 34093.8 | 0 | 0 | 0 | 0 | 0 | 40638.2 | 0 | 0 | 0 | 0 | 0 | 40638.2
2022061224 | 1 | 0.74541 | 74541 | 0.6805 | 35386 | 0 | 0 | 1 | 5000 | 35386 | 0 | 0 | 0 | 0 | 0 | 34155 | 0 | 0 | 0 | 0 | 0 | 34155
2022061301 | 2 | 0.698 | 69800 | 0.69144 | 35954.88 | 0 | 0 | 1 | 5000 | 35954.88 | 0 | 0 | 0 | 0 | 0 | 28845.12 | 0 | 0 | 0 | 0 | 0 | 28845.12
2022061302 | 2 | 0.66406 | 66406 | 0.69441 | 36109.32 | 0 | 0 | 1 | 5000 | 36109.32 | 0 | 0 | 0 | 0 | 0 | 25296.68 | 0 | 0 | 0 | 0 | 0 | 25296.68
2022061303 | 2 | 0.63891 | 63891 | 0.6997 | 36384.4 | 0 | 0 | 1 | 5000 | 36384.4 | 0 | 0 | 0 | 0 | 0 | 22506.6 | 0 | 0 | 0 | 0 | 0 | 22506.6
2022061304 | 2 | 0.62298 | 62298 | 0.69383 | 36079.16 | 0 | 0 | 1 | 5000 | 36079.16 | 0 | 0 | 0 | 0 | 0 | 21218.84 | 0 | 0 | 0 | 0 | 0 | 21218.84
2022061305 | 2 | 0.61564 | 61564 | 0.6783 | 35271.6 | 0 | 0 | 1 | 5000 | 35271.6 | 0 | 0 | 0 | 0 | 0 | 21292.4 | 0 | 0 | 0 | 0 | 0 | 21292.4
2022061306 | 2 | 0.62125 | 62125 | 0.65972 | 34305.44 | 0 | 0 | 1 | 5000 | 34305.44 | 0 | 0 | 0 | 0 | 0 | 22819.56 | 0 | 0 | 0 | 0 | 0 | 22819.56
2022061307 | 2 | 0.63061 | 63061 | 0.64197 | 33382.44 | 0.00516 | 459.24 | 1 | 5000 | 33382.44 | 459.24 | 0 | 0 | 0 | 0 | 24219.32 | 0 | 0 | 0 | 0 | 0 | 24219.32
2022061308 | 2 | 0.64748 | 64748 | 0.62501 | 32500.52 | 0.16896 | 15037.44 | 1 | 5000 | 32500.52 | 15037.44 | 0 | 0 | 0 | 0 | 12210.04 | 0 | 0 | 0 | 0 | 0 | 12210.04
2022061309 | 2 | 0.68129 | 68129 | 0.62615 | 32559.8 | 0.33477 | 29794.53 | 1 | 5000 | 32559.8 | 29794.53 | 0 | 0 | 0 | 0 | 774.67 | 0 | 0 | 0 | 0 | 0 | 774.67
2022061310 | 2 | 0.72761 | 72761 | 0.66495 | 34577.4 | 0.40203 | 35780.67 | 1 | 5000 | 34577.4 | 33183.6 | 0 | 0 | 2597.07 | 2597.07 | 0 | 2207.5095 | 0 | 0 | 0 | 2207.5095 | 0
2022061311 | 2 | 0.77683 | 77683 | 0.68064 | 35393.28 | 0.43255 | 38496.95 | 1 | 5000 | 35393.28 | 37289.72 | 0 | 0 | 1207.23 | 1207.23 | 0 | 3233.655 | 0 | 0 | 0 | 1026.1455 | 0
2022061312 | 2 | 0.8262 | 82620 | 0.69552 | 36167.04 | 0.43638 | 38837.82 | 1 | 5000 | 36167.04 | 38837.82 | 0 | 0 | 0 | 0 | 2615.14 | 618.515 | 2615.14 | 0 | 0 | 0 | 0
2022061313 | 2 | 0.86721 | 86721 | 0.69485 | 36132.2 | 0.46342 | 41244.38 | 1 | 5000 | 36132.2 | 41244.38 | 0 | 0 | 0 | 0 | 4344.42 | 0 | 618.515 | 0 | 0 | 0 | 3725.905
2022061314 | 2 | 0.90192 | 90192 | 0.69084 | 35923.68 | 0.49065 | 43667.85 | 1 | 5000 | 35923.68 | 43667.85 | 0 | 0 | 0 | 0 | 5600.47 | 0 | 0 | 0 | 0 | 0 | 5600.47
2022061315 | 2 | 0.92793 | 92793 | 0.69281 | 36026.12 | 0.49649 | 44187.61 | 1 | 5000 | 36026.12 | 44187.61 | 0 | 0 | 0 | 0 | 7579.27 | 0 | 0 | 0 | 0 | 0 | 7579.27
2022061316 | 2 | 0.93047 | 93047 | 0.6893 | 35843.6 | 0.49217 | 43803.13 | 1 | 5000 | 35843.6 | 43803.13 | 0 | 0 | 0 | 0 | 8400.27 | 0 | 0 | 0 | 0 | 0 | 8400.27
2022061317 | 2 | 0.93355 | 93355 | 0.67742 | 35225.84 | 0.50965 | 45358.85 | 1 | 5000 | 35225.84 | 45358.85 | 0 | 0 | 0 | 0 | 7770.31 | 0 | 0 | 0 | 0 | 0 | 7770.31
2022061318 | 2 | 0.93235 | 93235 | 0.67268 | 34979.36 | 0.49077 | 43678.53 | 1 | 5000 | 34979.36 | 43678.53 | 0 | 0 | 0 | 0 | 9577.11 | 0 | 0 | 0 | 0 | 0 | 9577.11
2022061319 | 2 | 0.91882 | 91882 | 0.67221 | 34954.92 | 0.41171 | 36642.19 | 1 | 5000 | 34954.92 | 36642.19 | 0 | 0 | 0 | 0 | 15284.89 | 0 | 0 | 0 | 0 | 0 | 15284.89
2022061320 | 2 | 0.89424 | 89424 | 0.67784 | 35247.68 | 0.26231 | 23345.59 | 1 | 5000 | 35247.68 | 23345.59 | 0 | 0 | 0 | 0 | 25830.73 | 0 | 0 | 0 | 0 | 0 | 25830.73
2022061321 | 2 | 0.8559 | 85590 | 0.68762 | 35756.24 | 0.04541 | 4041.49 | 1 | 5000 | 35756.24 | 4041.49 | 0 | 0 | 0 | 0 | 40792.27 | 0 | 0 | 0 | 0 | 0 | 40792.27
2022061322 | 2 | 0.83278 | 83278 | 0.70163 | 36484.76 | 0.007 | 623 | 1 | 5000 | 36484.76 | 623 | 0 | 0 | 0 | 0 | 41170.24 | 0 | 0 | 0 | 0 | 0 | 41170.24
2022061323 | 2 | 0.78427 | 78427 | 0.71906 | 37391.12 | 0 | 0 | 1 | 5000 | 37391.12 | 0 | 0 | 0 | 0 | 0 | 36035.88 | 0 | 0 | 0 | 0 | 0 | 36035.88
2022061324 | 2 | 0.73346 | 73346 | 0.72338 | 37615.76 | 7e-05 | 6.23 | 1 | 5000 | 37615.76 | 6.23 | 0 | 0 | 0 | 0 | 30724.01 | 0 | 0 | 0 | 0 | 0 | 30724.01
2022061401 | 3 | 0.68976 | 68976 | 0.72995 | 37957.4 | 8e-05 | 7.12 | 1 | 5000 | 37957.4 | 7.12 | 0 | 0 | 0 | 0 | 26011.48 | 0 | 0 | 0 | 0 | 0 | 26011.48
2022061402 | 3 | 0.658 | 65800 | 0.72375 | 37635 | 8e-05 | 7.12 | 1 | 5000 | 37635 | 7.12 | 0 | 0 | 0 | 0 | 23157.88 | 0 | 0 | 0 | 0 | 0 | 23157.88
2022061403 | 3 | 0.63456 | 63456 | 0.71508 | 37184.16 | 8e-05 | 7.12 | 1 | 5000 | 37184.16 | 7.12 | 0 | 0 | 0 | 0 | 21264.72 | 0 | 0 | 0 | 0 | 0 | 21264.72
2022061404 | 3 | 0.61866 | 61866 | 0.70448 | 36632.96 | 8e-05 | 7.12 | 1 | 5000 | 36632.96 | 7.12 | 0 | 0 | 0 | 0 | 20225.92 | 0 | 0 | 0 | 0 | 0 | 20225.92
2022061405 | 3 | 0.61629 | 61629 | 0.7039 | 36602.8 | 9e-05 | 8.01 | 1 | 5000 | 36602.8 | 8.01 | 0 | 0 | 0 | 0 | 20018.19 | 0 | 0 | 0 | 0 | 0 | 20018.19
2022061406 | 3 | 0.62094 | 62094 | 0.69592 | 36187.84 | 9e-05 | 8.01 | 1 | 5000 | 36187.84 | 8.01 | 0 | 0 | 0 | 0 | 20898.15 | 0 | 0 | 0 | 0 | 0 | 20898.15
2022061407 | 3 | 0.62873 | 62873 | 0.68749 | 35749.48 | 0.00526 | 468.14 | 1 | 5000 | 35749.48 | 468.14 | 0 | 0 | 0 | 0 | 21655.38 | 0 | 0 | 0 | 0 | 0 | 21655.38
2022061408 | 3 | 0.64441 | 64441 | 0.67534 | 35117.68 | 0.10581 | 9417.09 | 1 | 5000 | 35117.68 | 9417.09 | 0 | 0 | 0 | 0 | 14906.23 | 0 | 0 | 0 | 0 | 0 | 14906.23
2022061409 | 3 | 0.67493 | 67493 | 0.67053 | 34867.56 | 0.26095 | 23224.55 | 1 | 5000 | 34867.56 | 23224.55 | 0 | 0 | 0 | 0 | 4400.89 | 0 | 0 | 0 | 0 | 0 | 4400.89
2022061410 | 3 | 0.71574 | 71574 | 0.68203 | 35465.56 | 0.37241 | 33144.49 | 1 | 5000 | 35465.56 | 31108.44 | 0 | 0 | 2036.05 | 2036.05 | 0 | 1730.6425 | 0 | 0 | 0 | 1730.6425 | 0
2022061411 | 3 | 0.75761 | 75761 | 0.6779 | 35250.8 | 0.44543 | 39643.27 | 1 | 5000 | 35250.8 | 35510.2 | 0 | 0 | 4133.07 | 4133.07 | 0 | 5243.752 | 0 | 0 | 0 | 3513.1095 | 0
2022061412 | 3 | 0.79983 | 79983 | 0.66864 | 34769.28 | 0.50619 | 45050.91 | 1 | 5000 | 34769.28 | 40213.72 | 0 | 0 | 4837.19 | 4837.19 | 0 | 9355.3635 | 0 | 0 | 0 | 4111.6115 | 0
2022061413 | 3 | 0.83955 | 83955 | 0.64623 | 33603.96 | 0.58259 | 51850.51 | 1 | 5000 | 33603.96 | 45351.04 | 0 | 0 | 6499.47 | 6499.47 | 0 | 14879.913 | 0 | 0 | 0 | 5524.5495 | 0
2022061414 | 3 | 0.87226 | 87226 | 0.59823 | 31107.96 | 0.72279 | 64328.31 | 1 | 5000 | 31107.96 | 51118.04 | 0 | 0 | 13210.27 | 13210.27 | 0 | 26108.6425 | 0 | 0 | 0 | 11228.7295 | 0
2022061415 | 3 | 0.89705 | 89705 | 0.57365 | 29829.8 | 0.77779 | 69223.31 | 1 | 5000 | 29829.8 | 54875.2 | 0 | 0 | 14348.11 | 14348.11 | 0 | 38304.536 | 0 | 0 | 0 | 12195.8935 | 0
2022061416 | 3 | 0.91219 | 91219 | 0.57753 | 30031.56 | 0.76518 | 68101.02 | 1 | 5000 | 30031.56 | 56187.44 | 0 | 0 | 11913.58 | 11913.58 | 0 | 48431.079 | 0 | 0 | 0 | 10126.543 | 0
2022061417 | 3 | 0.92137 | 92137 | 0.59997 | 31198.44 | 0.69827 | 62146.03 | 1 | 5000 | 31198.44 | 55938.56 | 0 | 0 | 6207.47 | 6207.47 | 0 | 53707.4285 | 0 | 0 | 0 | 5276.3495 | 0
2022061418 | 3 | 0.91689 | 91689 | 0.63494 | 33016.88 | 0.55529 | 49420.81 | 1 | 5000 | 33016.88 | 49420.81 | 0 | 0 | 0 | 0 | 4251.31 | 49456.1185 | 4251.31 | 0 | 0 | 0 | 0
2022061419 | 3 | 0.89447 | 89447 | 0.67191 | 34939.32 | 0.346 | 30794 | 1 | 5000 | 34939.32 | 30794 | 0 | 0 | 0 | 0 | 18713.68 | 30742.4385 | 18713.68 | 0 | 0 | 0 | 0
2022061420 | 3 | 0.86091 | 86091 | 0.70948 | 36892.96 | 0.13582 | 12087.98 | 1 | 5000 | 36892.96 | 12087.98 | 0 | 0 | 0 | 0 | 32110.06 | 0 | 30742.4385 | 0 | 0 | 0 | 1367.6215
2022061421 | 3 | 0.83179 | 83179 | 0.7142 | 37138.4 | 0.0153 | 1361.7 | 1 | 5000 | 37138.4 | 1361.7 | 0 | 0 | 0 | 0 | 39678.9 | 0 | 0 | 0 | 0 | 0 | 39678.9
2022061422 | 3 | 0.80652 | 80652 | 0.68093 | 35408.36 | 0 | 0 | 1 | 5000 | 35408.36 | 0 | 0 | 0 | 0 | 0 | 40243.64 | 0 | 0 | 0 | 0 | 0 | 40243.64
2022061423 | 3 | 0.76232 | 76232 | 0.67695 | 35201.4 | 0 | 0 | 1 | 5000 | 35201.4 | 0 | 0 | 0 | 0 | 0 | 36030.6 | 0 | 0 | 0 | 0 | 0 | 36030.6
2022061424 | 3 | 0.71574 | 71574 | 0.70144 | 36474.88 | 7e-05 | 6.23 | 1 | 5000 | 36474.88 | 6.23 | 0 | 0 | 0 | 0 | 30092.89 | 0 | 0 | 0 | 0 | 0 | 30092.89
2022061501 | 4 | 0.67544 | 67544 | 0.71874 | 37374.48 | 8e-05 | 7.12 | 1 | 5000 | 37374.48 | 7.12 | 0 | 0 | 0 | 0 | 25162.4 | 0 | 0 | 0 | 0 | 0 | 25162.4
2022061502 | 4 | 0.64579 | 64579 | 0.71608 | 37236.16 | 9e-05 | 8.01 | 1 | 5000 | 37236.16 | 8.01 | 0 | 0 | 0 | 0 | 22334.83 | 0 | 0 | 0 | 0 | 0 | 22334.83
2022061503 | 4 | 0.62697 | 62697 | 0.70698 | 36762.96 | 9e-05 | 8.01 | 1 | 5000 | 36762.96 | 8.01 | 0 | 0 | 0 | 0 | 20926.03 | 0 | 0 | 0 | 0 | 0 | 20926.03
2022061504 | 4 | 0.61458 | 61458 | 0.70357 | 36585.64 | 0.0001 | 8.9 | 1 | 5000 | 36585.64 | 8.9 | 0 | 0 | 0 | 0 | 19863.46 | 0 | 0 | 0 | 0 | 0 | 19863.46
2022061505 | 4 | 0.60903 | 60903 | 0.69293 | 36032.36 | 0.0001 | 8.9 | 1 | 5000 | 36032.36 | 8.9 | 0 | 0 | 0 | 0 | 19861.74 | 0 | 0 | 0 | 0 | 0 | 19861.74
2022061506 | 4 | 0.6164 | 61640 | 0.67388 | 35041.76 | 0.0001 | 8.9 | 1 | 5000 | 35041.76 | 8.9 | 0 | 0 | 0 | 0 | 21589.34 | 0 | 0 | 0 | 0 | 0 | 21589.34
2022061507 | 4 | 0.63098 | 63098 | 0.66627 | 34646.04 | 0.00648 | 576.72 | 1 | 5000 | 34646.04 | 576.72 | 0 | 0 | 0 | 0 | 22875.24 | 0 | 0 | 0 | 0 | 0 | 22875.24
2022061508 | 4 | 0.64729 | 64729 | 0.65986 | 34312.72 | 0.10196 | 9074.44 | 1 | 5000 | 34312.72 | 9074.44 | 0 | 0 | 0 | 0 | 16341.84 | 0 | 0 | 0 | 0 | 0 | 16341.84
2022061509 | 4 | 0.67376 | 67376 | 0.64918 | 33757.36 | 0.24789 | 22062.21 | 1 | 5000 | 33757.36 | 22062.21 | 0 | 0 | 0 | 0 | 6556.43 | 0 | 0 | 0 | 0 | 0 | 6556.43
2022061510 | 4 | 0.71101 | 71101 | 0.66879 | 34777.08 | 0.31832 | 28330.48 | 1 | 5000 | 34777.08 | 28330.48 | 0 | 0 | 0 | 0 | 2993.44 | 0 | 0 | 0 | 0 | 0 | 2993.44
2022061511 | 4 | 0.75178 | 75178 | 0.652 | 33904 | 0.41215 | 36681.35 | 1 | 5000 | 33904 | 36274 | 0 | 0 | 407.35 | 407.35 | 0 | 346.2475 | 0 | 0 | 0 | 346.2475 | 0
2022061512 | 4 | 0.78879 | 78879 | 0.64431 | 33504.12 | 0.47136 | 41951.04 | 1 | 5000 | 33504.12 | 40374.88 | 0 | 0 | 1576.16 | 1576.16 | 0 | 1685.9835 | 0 | 0 | 0 | 1339.736 | 0
2022061513 | 4 | 0.82477 | 82477 | 0.62319 | 32405.88 | 0.53055 | 47218.95 | 1 | 5000 | 32405.88 | 45071.12 | 0 | 0 | 2147.83 | 2147.83 | 0 | 3511.639 | 0 | 0 | 0 | 1825.6555 | 0
2022061514 | 4 | 0.8583 | 85830 | 0.59429 | 30903.08 | 0.60295 | 53662.55 | 1 | 5000 | 30903.08 | 49926.92 | 0 | 0 | 3735.63 | 3735.63 | 0 | 6686.9245 | 0 | 0 | 0 | 3175.2855 | 0
2022061515 | 4 | 0.88437 | 88437 | 0.57816 | 30064.32 | 0.66782 | 59435.98 | 1 | 5000 | 30064.32 | 53372.68 | 0 | 0 | 6063.3 | 6063.3 | 0 | 11840.7295 | 0 | 0 | 0 | 5153.805 | 0
2022061516 | 4 | 0.89887 | 89887 | 0.57044 | 29662.88 | 0.69777 | 62101.53 | 1 | 5000 | 29662.88 | 55224.12 | 0 | 0 | 6877.41 | 6877.41 | 0 | 17686.528 | 0 | 0 | 0 | 5845.7985 | 0
2022061517 | 4 | 0.9096 | 90960 | 0.55631 | 28928.12 | 0.68206 | 60703.34 | 1 | 5000 | 28928.12 | 57031.88 | 0 | 0 | 3671.46 | 3671.46 | 0 | 20807.269 | 0 | 0 | 0 | 3120.741 | 0
2022061518 | 4 | 0.91023 | 91023 | 0.56591 | 29427.32 | 0.67445 | 60026.05 | 1 | 5000 | 29427.32 | 56595.68 | 0 | 0 | 3430.37 | 3430.37 | 0 | 23723.0835 | 0 | 0 | 0 | 2915.8145 | 0
2022061519 | 4 | 0.89797 | 89797 | 0.58786 | 30568.72 | 0.58491 | 52056.99 | 1 | 5000 | 30568.72 | 52056.99 | 0 | 0 | 0 | 0 | 2171.29 | 21551.7935 | 2171.29 | 0 | 0 | 0 | 0
2022061520 | 4 | 0.87021 | 87021 | 0.60434 | 31425.68 | 0.33002 | 29371.78 | 1 | 5000 | 31425.68 | 29371.78 | 0 | 0 | 0 | 0 | 21223.54 | 328.2535 | 21223.54 | 0 | 0 | 0 | 0
2022061521 | 4 | 0.83715 | 83715 | 0.61804 | 32138.08 | 0.04842 | 4309.38 | 1 | 5000 | 32138.08 | 4309.38 | 0 | 0 | 0 | 0 | 42267.54 | 0 | 328.2535 | 0 | 0 | 0 | 41939.2865
2022061522 | 4 | 0.81248 | 81248 | 0.62914 | 32715.28 | 0 | 0 | 1 | 5000 | 32715.28 | 0 | 0 | 0 | 0 | 0 | 43532.72 | 0 | 0 | 0 | 0 | 0 | 43532.72
2022061523 | 4 | 0.76896 | 76896 | 0.6574 | 34184.8 | 5e-05 | 4.45 | 1 | 5000 | 34184.8 | 4.45 | 0 | 0 | 0 | 0 | 37706.75 | 0 | 0 | 0 | 0 | 0 | 37706.75
2022061524 | 4 | 0.71976 | 71976 | 0.66766 | 34718.32 | 6e-05 | 5.34 | 1 | 5000 | 34718.32 | 5.34 | 0 | 0 | 0 | 0 | 32252.34 | 0 | 0 | 0 | 0 | 0 | 32252.34
2022061601 | 5 | 0.67557 | 67557 | 0.65927 | 34282.04 | 6e-05 | 5.34 | 1 | 5000 | 34282.04 | 5.34 | 0 | 0 | 0 | 0 | 28269.62 | 0 | 0 | 0 | 0 | 0 | 28269.62
2022061602 | 5 | 0.64291 | 64291 | 0.63681 | 33114.12 | 6e-05 | 5.34 | 1 | 5000 | 33114.12 | 5.34 | 0 | 0 | 0 | 0 | 26171.54 | 0 | 0 | 0 | 0 | 0 | 26171.54
2022061603 | 5 | 0.61808 | 61808 | 0.60886 | 31660.72 | 6e-05 | 5.34 | 1 | 5000 | 31660.72 | 5.34 | 0 | 0 | 0 | 0 | 25141.94 | 0 | 0 | 0 | 0 | 0 | 25141.94
2022061604 | 5 | 0.60212 | 60212 | 0.58671 | 30508.92 | 0.00027 | 24.03 | 1 | 5000 | 30508.92 | 24.03 | 0 | 0 | 0 | 0 | 24679.05 | 0 | 0 | 0 | 0 | 0 | 24679.05
2022061605 | 5 | 0.59578 | 59578 | 0.55279 | 28745.08 | 6e-05 | 5.34 | 1 | 5000 | 28745.08 | 5.34 | 0 | 0 | 0 | 0 | 25827.58 | 0 | 0 | 0 | 0 | 0 | 25827.58
2022061606 | 5 | 0.59924 | 59924 | 0.50539 | 26280.28 | 6e-05 | 5.34 | 1 | 5000 | 26280.28 | 5.34 | 0 | 0 | 0 | 0 | 28638.38 | 0 | 0 | 0 | 0 | 0 | 28638.38
2022061607 | 5 | 0.61098 | 61098 | 0.47057 | 24469.64 | 0.00821 | 730.69 | 1 | 5000 | 24469.64 | 730.69 | 0 | 0 | 0 | 0 | 30897.67 | 0 | 0 | 0 | 0 | 0 | 30897.67
2022061608 | 5 | 0.62357 | 62357 | 0.41775 | 21723 | 0.17749 | 15796.61 | 1 | 5000 | 21723 | 15796.61 | 0 | 0 | 0 | 0 | 19837.39 | 0 | 0 | 0 | 0 | 0 | 19837.39
2022061609 | 5 | 0.65858 | 65858 | 0.42224 | 21956.48 | 0.5442 | 48433.8 | 1 | 5000 | 21956.48 | 38901.52 | 0 | 0 | 9532.28 | 9532.28 | 0 | 8102.438 | 0 | 0 | 0 | 8102.438 | 0
2022061610 | 5 | 0.70231 | 70231 | 0.46762 | 24316.24 | 0.61696 | 54909.44 | 1 | 5000 | 24316.24 | 40914.76 | 0 | 0 | 13994.68 | 13994.68 | 0 | 19997.916 | 0 | 0 | 0 | 11895.478 | 0
2022061611 | 5 | 0.75183 | 75183 | 0.43166 | 22446.32 | 0.72032 | 64108.48 | 1 | 5000 | 22446.32 | 47736.68 | 0 | 0 | 16371.8 | 16371.8 | 0 | 33913.946 | 0 | 0 | 0 | 13916.03 | 0
2022061612 | 5 | 0.80105 | 80105 | 0.4015 | 20878 | 0.79695 | 70928.55 | 1 | 5000 | 20878 | 54227 | 0 | 0 | 16701.55 | 16701.55 | 0 | 48110.2635 | 0 | 0 | 0 | 14196.3175 | 0
2022061613 | 5 | 0.84706 | 84706 | 0.40675 | 21151 | 0.79396 | 70662.44 | 1 | 5000 | 21151 | 58555 | 0 | 0 | 12107.44 | 12107.44 | 0 | 58401.5875 | 0 | 0 | 0 | 10291.324 | 0
2022061614 | 5 | 0.89179 | 89179 | 0.42297 | 21994.44 | 0.79278 | 70557.42 | 1 | 5000 | 21994.44 | 62184.56 | 0 | 0 | 8372.86 | 8372.86 | 0 | 65518.5185 | 0 | 0 | 0 | 7116.931 | 0
2022061615 | 5 | 0.92365 | 92365 | 0.44293 | 23032.36 | 0.79943 | 71149.27 | 1 | 5000 | 23032.36 | 64332.64 | 0 | 0 | 6816.63 | 6816.63 | 0 | 71312.654 | 0 | 0 | 0 | 5794.1355 | 0
2022061616 | 5 | 0.93717 | 93717 | 0.47932 | 24924.64 | 0.75698 | 67371.22 | 1 | 5000 | 24924.64 | 63792.36 | 0 | 0 | 3578.86 | 3578.86 | 0 | 74354.685 | 0 | 0 | 0 | 3042.031 | 0
2022061617 | 5 | 0.94107 | 94107 | 0.49811 | 25901.72 | 0.72826 | 64815.14 | 1 | 5000 | 25901.72 | 63205.28 | 0 | 0 | 1609.86 | 1609.86 | 0 | 75723.066 | 0 | 0 | 0 | 1368.381 | 0
2022061618 | 5 | 0.93802 | 93802 | 0.50032 | 26016.64 | 0.70002 | 62301.78 | 1 | 5000 | 26016.64 | 62301.78 | 0 | 0 | 0 | 0 | 483.58 | 75239.486 | 483.58 | 0 | 0 | 0 | 0
2022061619 | 5 | 0.92927 | 92927 | 0.49751 | 25870.52 | 0.62001 | 55180.89 | 1 | 5000 | 25870.52 | 55180.89 | 0 | 0 | 0 | 0 | 6875.59 | 68363.896 | 6875.59 | 0 | 0 | 0 | 0
2022061620 | 5 | 0.89984 | 89984 | 0.49352 | 25663.04 | 0.32552 | 28971.28 | 1 | 5000 | 25663.04 | 28971.28 | 0 | 0 | 0 | 0 | 30349.68 | 38014.216 | 30349.68 | 0 | 0 | 0 | 0
2022061621 | 5 | 0.8612 | 86120 | 0.47394 | 24644.88 | 0.03837 | 3414.93 | 1 | 5000 | 24644.88 | 3414.93 | 0 | 0 | 0 | 0 | 53060.19 | 0 | 38014.216 | 0 | 0 | 0 | 15045.974
2022061622 | 5 | 0.82733 | 82733 | 0.49895 | 25945.4 | 0 | 0 | 1 | 5000 | 25945.4 | 0 | 0 | 0 | 0 | 0 | 51787.6 | 0 | 0 | 0 | 0 | 0 | 51787.6
2022061623 | 5 | 0.77718 | 77718 | 0.56565 | 29413.8 | 6e-05 | 5.34 | 1 | 5000 | 29413.8 | 5.34 | 0 | 0 | 0 | 0 | 43298.86 | 0 | 0 | 0 | 0 | 0 | 43298.86
2022061624 | 5 | 0.72295 | 72295 | 0.59138 | 30751.76 | 5e-05 | 4.45 | 1 | 5000 | 30751.76 | 4.45 | 0 | 0 | 0 | 0 | 36538.79 | 0 | 0 | 0 | 0 | 0 | 36538.79
2022061701 | 6 | 0.67457 | 67457 | 0.57964 | 30141.28 | 8e-05 | 7.12 | 1 | 5000 | 30141.28 | 7.12 | 0 | 0 | 0 | 0 | 32308.6 | 0 | 0 | 0 | 0 | 0 | 32308.6
2022061702 | 6 | 0.63442 | 63442 | 0.55962 | 29100.24 | 8e-05 | 7.12 | 1 | 5000 | 29100.24 | 7.12 | 0 | 0 | 0 | 0 | 29334.64 | 0 | 0 | 0 | 0 | 0 | 29334.64
2022061703 | 6 | 0.60666 | 60666 | 0.53768 | 27959.36 | 8e-05 | 7.12 | 1 | 5000 | 27959.36 | 7.12 | 0 | 0 | 0 | 0 | 27699.52 | 0 | 0 | 0 | 0 | 0 | 27699.52
2022061704 | 6 | 0.58559 | 58559 | 0.49762 | 25876.24 | 8e-05 | 7.12 | 1 | 5000 | 25876.24 | 7.12 | 0 | 0 | 0 | 0 | 27675.64 | 0 | 0 | 0 | 0 | 0 | 27675.64
2022061705 | 6 | 0.57502 | 57502 | 0.43863 | 22808.76 | 7e-05 | 6.23 | 1 | 5000 | 22808.76 | 6.23 | 0 | 0 | 0 | 0 | 29687.01 | 0 | 0 | 0 | 0 | 0 | 29687.01
2022061706 | 6 | 0.57764 | 57764 | 0.39999 | 20799.48 | 0.00011 | 9.79 | 1 | 5000 | 20799.48 | 9.79 | 0 | 0 | 0 | 0 | 31954.73 | 0 | 0 | 0 | 0 | 0 | 31954.73
2022061707 | 6 | 0.5839 | 58390 | 0.35864 | 18649.28 | 0.00458 | 407.62 | 1 | 5000 | 18649.28 | 407.62 | 0 | 0 | 0 | 0 | 34333.1 | 0 | 0 | 0 | 0 | 0 | 34333.1
2022061708 | 6 | 0.59854 | 59854 | 0.28973 | 15065.96 | 0.189 | 16821 | 1 | 5000 | 15065.96 | 16821 | 0 | 0 | 0 | 0 | 22967.04 | 0 | 0 | 0 | 0 | 0 | 22967.04
2022061709 | 6 | 0.63609 | 63609 | 0.20013 | 10406.76 | 0.57417 | 51101.13 | 1 | 5000 | 10406.76 | 48202.24 | 0 | 0 | 2898.89 | 2898.89 | 0 | 2464.0565 | 0 | 0 | 0 | 2464.0565 | 0
2022061710 | 6 | 0.68637 | 68637 | 0.22198 | 11542.96 | 0.73817 | 65697.13 | 1 | 5000 | 11542.96 | 52094.04 | 0 | 0 | 13603.09 | 13603.09 | 0 | 14026.683 | 0 | 0 | 0 | 11562.6265 | 0
2022061711 | 6 | 0.74222 | 74222 | 0.24129 | 12547.08 | 0.79463 | 70722.07 | 1 | 5000 | 12547.08 | 56674.92 | 0 | 0 | 14047.15 | 14047.15 | 0 | 25966.7605 | 0 | 0 | 0 | 11940.0775 | 0
2022061712 | 6 | 0.79725 | 79725 | 0.21314 | 11083.28 | 0.81143 | 72217.27 | 1 | 5000 | 11083.28 | 63641.72 | 0 | 0 | 8575.55 | 8575.55 | 0 | 33255.978 | 0 | 0 | 0 | 7289.2175 | 0
2022061713 | 6 | 0.84539 | 84539 | 0.18952 | 9855.04 | 0.8083 | 71938.7 | 1 | 5000 | 9855.04 | 69683.96 | 0 | 0 | 2254.74 | 2254.74 | 0 | 35172.507 | 0 | 0 | 0 | 1916.529 | 0
2022061714 | 6 | 0.88894 | 88894 | 0.21914 | 11395.28 | 0.78759 | 70095.51 | 1 | 5000 | 11395.28 | 70095.51 | 0 | 0 | 0 | 0 | 2403.21 | 32769.297 | 2403.21 | 0 | 0 | 0 | 0
2022061715 | 6 | 0.91981 | 91981 | 0.26858 | 13966.16 | 0.78628 | 69978.92 | 1 | 5000 | 13966.16 | 69978.92 | 0 | 0 | 0 | 0 | 3035.92 | 29733.377 | 3035.92 | 0 | 0 | 0 | 0
2022061716 | 6 | 0.93457 | 93457 | 0.31668 | 16467.36 | 0.74129 | 65974.81 | 1 | 5000 | 16467.36 | 65974.81 | 0 | 0 | 0 | 0 | 6014.83 | 23718.547 | 6014.83 | 0 | 0 | 0 | 0
2022061717 | 6 | 0.93705 | 93705 | 0.35726 | 18577.52 | 0.72221 | 64276.69 | 1 | 5000 | 18577.52 | 64276.69 | 0 | 0 | 0 | 0 | 5850.79 | 17867.757 | 5850.79 | 0 | 0 | 0 | 0
2022061718 | 6 | 0.93406 | 93406 | 0.38758 | 20154.16 | 0.7077 | 62985.3 | 1 | 5000 | 20154.16 | 62985.3 | 0 | 0 | 0 | 0 | 5266.54 | 12601.217 | 5266.54 | 0 | 0 | 0 | 0
2022061719 | 6 | 0.91584 | 91584 | 0.4068 | 21153.6 | 0.61964 | 55147.96 | 1 | 5000 | 21153.6 | 55147.96 | 0 | 0 | 0 | 0 | 10282.44 | 2318.777 | 10282.44 | 0 | 0 | 0 | 0
2022061720 | 6 | 0.88371 | 88371 | 0.41858 | 21766.16 | 0.34733 | 30912.37 | 1 | 5000 | 21766.16 | 30912.37 | 0 | 0 | 0 | 0 | 30692.47 | 0 | 2318.777 | 0 | 0 | 0 | 28373.693
2022061721 | 6 | 0.84584 | 84584 | 0.409 | 21268 | 0.04352 | 3873.28 | 1 | 5000 | 21268 | 3873.28 | 0 | 0 | 0 | 0 | 54442.72 | 0 | 0 | 0 | 0 | 0 | 54442.72
2022061722 | 6 | 0.81199 | 81199 | 0.43551 | 22646.52 | 5e-05 | 4.45 | 1 | 5000 | 22646.52 | 4.45 | 0 | 0 | 0 | 0 | 53548.03 | 0 | 0 | 0 | 0 | 0 | 53548.03
2022061723 | 6 | 0.76636 | 76636 | 0.49109 | 25536.68 | 8e-05 | 7.12 | 1 | 5000 | 25536.68 | 7.12 | 0 | 0 | 0 | 0 | 46092.2 | 0 | 0 | 0 | 0 | 0 | 46092.2
2022061724 | 6 | 0.71726 | 71726 | 0.49428 | 25702.56 | 0.00011 | 9.79 | 1 | 5000 | 25702.56 | 9.79 | 0 | 0 | 0 | 0 | 41013.65 | 0 | 0 | 0 | 0 | 0 | 41013.65
2022061801 | 7 | 0.66993 | 66993 | 0.46747 | 24308.44 | 0.00011 | 9.79 | 1 | 5000 | 24308.44 | 9.79 | 0 | 0 | 0 | 0 | 37674.77 | 0 | 0 | 0 | 0 | 0 | 37674.77
2022061802 | 7 | 0.63086 | 63086 | 0.43402 | 22569.04 | 0.00011 | 9.79 | 1 | 5000 | 22569.04 | 9.79 | 0 | 0 | 0 | 0 | 35507.17 | 0 | 0 | 0 | 0 | 0 | 35507.17
2022061803 | 7 | 0.59901 | 59901 | 0.40609 | 21116.68 | 0.00011 | 9.79 | 1 | 5000 | 21116.68 | 9.79 | 0 | 0 | 0 | 0 | 33774.53 | 0 | 0 | 0 | 0 | 0 | 33774.53
2022061804 | 7 | 0.57512 | 57512 | 0.36305 | 18878.6 | 0.0001 | 8.9 | 1 | 5000 | 18878.6 | 8.9 | 0 | 0 | 0 | 0 | 33624.5 | 0 | 0 | 0 | 0 | 0 | 33624.5
2022061805 | 7 | 0.55935 | 55935 | 0.32302 | 16797.04 | 0.0001 | 8.9 | 1 | 5000 | 16797.04 | 8.9 | 0 | 0 | 0 | 0 | 34129.06 | 0 | 0 | 0 | 0 | 0 | 34129.06
2022061806 | 7 | 0.55329 | 55329 | 0.2958 | 15381.6 | 0.0001 | 8.9 | 1 | 5000 | 15381.6 | 8.9 | 0 | 0 | 0 | 0 | 34938.5 | 0 | 0 | 0 | 0 | 0 | 34938.5
2022061807 | 7 | 0.54853 | 54853 | 0.25711 | 13369.72 | 0.00459 | 408.51 | 1 | 5000 | 13369.72 | 408.51 | 0 | 0 | 0 | 0 | 36074.77 | 0 | 0 | 0 | 0 | 0 | 36074.77
2022061808 | 7 | 0.56306 | 56306 | 0.20758 | 10794.16 | 0.19029 | 16935.81 | 1 | 5000 | 10794.16 | 16935.81 | 0 | 0 | 0 | 0 | 23576.03 | 0 | 0 | 0 | 0 | 0 | 23576.03
2022061809 | 7 | 0.60331 | 60331 | 0.14226 | 7397.52 | 0.58522 | 52084.58 | 1 | 5000 | 7397.52 | 47933.48 | 0 | 0 | 4151.1 | 4151.1 | 0 | 3528.435 | 0 | 0 | 0 | 3528.435 | 0
2022061810 | 7 | 0.65074 | 65074 | 0.15889 | 8262.28 | 0.74445 | 66256.05 | 1 | 5000 | 8262.28 | 51811.72 | 0 | 0 | 14444.33 | 14444.33 | 0 | 15806.1155 | 0 | 0 | 0 | 12277.6805 | 0
2022061811 | 7 | 0.70698 | 70698 | 0.15368 | 7991.36 | 0.79455 | 70714.95 | 1 | 5000 | 7991.36 | 57706.64 | 0 | 0 | 13008.31 | 13008.31 | 0 | 26863.179 | 0 | 0 | 0 | 11057.0635 | 0
2022061812 | 7 | 0.76159 | 76159 | 0.15549 | 8085.48 | 0.80643 | 71772.27 | 1 | 5000 | 8085.48 | 63073.52 | 0 | 0 | 8698.75 | 8698.75 | 0 | 34257.1165 | 0 | 0 | 0 | 7393.9375 | 0
2022061813 | 7 | 0.80992 | 80992 | 0.20241 | 10525.32 | 0.79271 | 70551.19 | 1 | 5000 | 10525.32 | 65466.68 | 0 | 0 | 5084.51 | 5084.51 | 0 | 38578.95 | 0 | 0 | 0 | 4321.8335 | 0
2022061814 | 7 | 0.84767 | 84767 | 0.24786 | 12888.72 | 0.79057 | 70360.73 | 1 | 5000 | 12888.72 | 66878.28 | 0 | 0 | 3482.45 | 3482.45 | 0 | 41539.0325 | 0 | 0 | 0 | 2960.0825 | 0
2022061815 | 7 | 0.87713 | 87713 | 0.29406 | 15291.12 | 0.77296 | 68793.44 | 1 | 5000 | 15291.12 | 67421.88 | 0 | 0 | 1371.56 | 1371.56 | 0 | 42704.8585 | 0 | 0 | 0 | 1165.826 | 0
2022061816 | 7 | 0.89724 | 89724 | 0.32575 | 16939 | 0.76053 | 67687.17 | 1 | 5000 | 16939 | 67687.17 | 0 | 0 | 0 | 0 | 97.83 | 42607.0285 | 97.83 | 0 | 0 | 0 | 0
2022061817 | 7 | 0.90777 | 90777 | 0.36528 | 18994.56 | 0.72952 | 64927.28 | 1 | 5000 | 18994.56 | 64927.28 | 0 | 0 | 0 | 0 | 1855.16 | 40751.8685 | 1855.16 | 0 | 0 | 0 | 0
2022061818 | 7 | 0.90689 | 90689 | 0.39985 | 20792.2 | 0.69322 | 61696.58 | 1 | 5000 | 20792.2 | 61696.58 | 0 | 0 | 0 | 0 | 3200.22 | 37551.6485 | 3200.22 | 0 | 0 | 0 | 0
2022061819 | 7 | 0.89095 | 89095 | 0.43224 | 22476.48 | 0.62816 | 55906.24 | 1 | 5000 | 22476.48 | 55906.24 | 0 | 0 | 0 | 0 | 5712.28 | 31839.3685 | 5712.28 | 0 | 0 | 0 | 0
2022061820 | 7 | 0.86098 | 86098 | 0.44362 | 23068.24 | 0.36902 | 32842.78 | 1 | 5000 | 23068.24 | 32842.78 | 0 | 0 | 0 | 0 | 25186.98 | 6652.3885 | 25186.98 | 0 | 0 | 0 | 0
2022061821 | 7 | 0.82316 | 82316 | 0.43272 | 22501.44 | 0.05988 | 5329.32 | 1 | 5000 | 22501.44 | 5329.32 | 0 | 0 | 0 | 0 | 49485.24 | 0 | 6652.3885 | 0 | 0 | 0 | 42832.8515
2022061822 | 7 | 0.79669 | 79669 | 0.44121 | 22942.92 | 0.00892 | 793.88 | 1 | 5000 | 22942.92 | 793.88 | 0 | 0 | 0 | 0 | 50932.2 | 0 | 0 | 0 | 0 | 0 | 50932.2
2022061823 | 7 | 0.75567 | 75567 | 0.49183 | 25575.16 | 0.00113 | 100.57 | 1 | 5000 | 25575.16 | 100.57 | 0 | 0 | 0 | 0 | 44891.27 | 0 | 0 | 0 | 0 | 0 | 44891.27
2022061824 | 7 | 0.71222 | 71222 | 0.52183 | 27135.16 | 0 | 0 | 1 | 5000 | 27135.16 | 0 | 0 | 0 | 0 | 0 | 39086.84 | 0 | 0 | 0 | 0 | 0 | 39086.84
2022061901 | 1 | 0.668 | 66800 | 0.51264 | 26657.28 | 0 | 0 | 1 | 5000 | 26657.28 | 0 | 0 | 0 | 0 | 0 | 35142.72 | 0 | 0 | 0 | 0 | 0 | 35142.72
2022061902 | 1 | 0.63116 | 63116 | 0.48828 | 25390.56 | 0 | 0 | 1 | 5000 | 25390.56 | 0 | 0 | 0 | 0 | 0 | 32725.44 | 0 | 0 | 0 | 0 | 0 | 32725.44
2022061903 | 1 | 0.60021 | 60021 | 0.44735 | 23262.2 | 0 | 0 | 1 | 5000 | 23262.2 | 0 | 0 | 0 | 0 | 0 | 31758.8 | 0 | 0 | 0 | 0 | 0 | 31758.8
2022061904 | 1 | 0.57962 | 57962 | 0.42373 | 22033.96 | 0 | 0 | 1 | 5000 | 22033.96 | 0 | 0 | 0 | 0 | 0 | 30928.04 | 0 | 0 | 0 | 0 | 0 | 30928.04
2022061905 | 1 | 0.56292 | 56292 | 0.39356 | 20465.12 | 0 | 0 | 1 | 5000 | 20465.12 | 0 | 0 | 0 | 0 | 0 | 30826.88 | 0 | 0 | 0 | 0 | 0 | 30826.88
2022061906 | 1 | 0.55403 | 55403 | 0.3674 | 19104.8 | 0 | 0 | 1 | 5000 | 19104.8 | 0 | 0 | 0 | 0 | 0 | 31298.2 | 0 | 0 | 0 | 0 | 0 | 31298.2
2022061907 | 1 | 0.54507 | 54507 | 0.3341 | 17373.2 | 0.00539 | 479.71 | 1 | 5000 | 17373.2 | 479.71 | 0 | 0 | 0 | 0 | 31654.09 | 0 | 0 | 0 | 0 | 0 | 31654.09
2022061908 | 1 | 0.55675 | 55675 | 0.25563 | 13292.76 | 0.22201 | 19758.89 | 1 | 5000 | 13292.76 | 19758.89 | 0 | 0 | 0 | 0 | 17623.35 | 0 | 0 | 0 | 0 | 0 | 17623.35
2022061909 | 1 | 0.59932 | 59932 | 0.20097 | 10450.44 | 0.62323 | 55467.47 | 1 | 5000 | 10450.44 | 44481.56 | 0 | 0 | 10985.91 | 10985.91 | 0 | 9338.0235 | 0 | 0 | 0 | 9338.0235 | 0
2022061910 | 1 | 0.65763 | 65763 | 0.24159 | 12562.68 | 0.76815 | 68365.35 | 1 | 5000 | 12562.68 | 48200.32 | 0 | 0 | 20165.03 | 20165.03 | 0 | 26478.299 | 0 | 0 | 0 | 17140.2755 | 0
2022061911 | 1 | 0.7165 | 71650 | 0.28343 | 14738.36 | 0.81248 | 72310.72 | 1 | 5000 | 14738.36 | 51911.64 | 0 | 0 | 20399.08 | 20399.08 | 0 | 43817.517 | 0 | 0 | 0 | 17339.218 | 0
2022061912 | 1 | 0.77425 | 77425 | 0.29554 | 15368.08 | 0.81531 | 72562.59 | 1 | 5000 | 15368.08 | 57056.92 | 0 | 0 | 15505.67 | 15505.67 | 0 | 56997.3365 | 0 | 0 | 0 | 13179.8195 | 0
2022061913 | 1 | 0.82218 | 82218 | 0.32162 | 16724.24 | 0.80655 | 71782.95 | 1 | 5000 | 16724.24 | 60493.76 | 0 | 0 | 11289.19 | 11289.19 | 0 | 66593.148 | 0 | 0 | 0 | 9595.8115 | 0
2022061914 | 1 | 0.86072 | 86072 | 0.3572 | 18574.4 | 0.79495 | 70750.55 | 1 | 5000 | 18574.4 | 62497.6 | 0 | 0 | 8252.95 | 8252.95 | 0 | 73608.1555 | 0 | 0 | 0 | 7015.0075 | 0
2022061915 | 1 | 0.88819 | 88819 | 0.39544 | 20562.88 | 0.78809 | 70140.01 | 1 | 5000 | 20562.88 | 63256.12 | 0 | 0 | 6883.89 | 6883.89 | 0 | 79459.462 | 0 | 0 | 0 | 5851.3065 | 0
2022061916 | 1 | 0.90707 | 90707 | 0.43454 | 22596.08 | 0.75207 | 66934.23 | 1 | 5000 | 22596.08 | 63110.92 | 0 | 0 | 3823.31 | 3823.31 | 0 | 82709.2755 | 0 | 0 | 0 | 3249.8135 | 0
2022061917 | 1 | 0.9203 | 92030 | 0.46768 | 24319.36 | 0.71829 | 63927.81 | 1 | 5000 | 24319.36 | 62710.64 | 0 | 0 | 1217.17 | 1217.17 | 0 | 83743.87 | 0 | 0 | 0 | 1034.5945 | 0
2022061918 | 1 | 0.92448 | 92448 | 0.49298 | 25634.96 | 0.63619 | 56620.91 | 1 | 5000 | 25634.96 | 56620.91 | 0 | 0 | 0 | 0 | 5192.13 | 78551.74 | 5192.13 | 0 | 0 | 0 | 7.276e-12
2022061919 | 1 | 0.91113 | 91113 | 0.52543 | 27322.36 | 0.53903 | 47973.67 | 1 | 5000 | 27322.36 | 47973.67 | 0 | 0 | 0 | 0 | 10816.97 | 67734.77 | 10816.97 | 0 | 0 | 0 | 0
2022061920 | 1 | 0.87733 | 87733 | 0.55004 | 28602.08 | 0.33603 | 29906.67 | 1 | 5000 | 28602.08 | 29906.67 | 0 | 0 | 0 | 0 | 24224.25 | 43510.52 | 24224.25 | 0 | 0 | 0 | 0
2022061921 | 1 | 0.83477 | 83477 | 0.51086 | 26564.72 | 0.04619 | 4110.91 | 1 | 5000 | 26564.72 | 4110.91 | 0 | 0 | 0 | 0 | 47801.37 | 0 | 43510.52 | 0 | 0 | 0 | 4290.85
2022061922 | 1 | 0.80484 | 80484 | 0.45241 | 23525.32 | 0 | 0 | 1 | 5000 | 23525.32 | 0 | 0 | 0 | 0 | 0 | 51958.68 | 0 | 0 | 0 | 0 | 0 | 51958.68
2022061923 | 1 | 0.75804 | 75804 | 0.45525 | 23673 | 7e-05 | 6.23 | 1 | 5000 | 23673 | 6.23 | 0 | 0 | 0 | 0 | 47124.77 | 0 | 0 | 0 | 0 | 0 | 47124.77
2022061924 | 1 | 0.70565 | 70565 | 0.47546 | 24723.92 | 0.0001 | 8.9 | 1 | 5000 | 24723.92 | 8.9 | 0 | 0 | 0 | 0 | 40832.18 | 0 | 0 | 0 | 0 | 0 | 40832.18
2022062001 | 2 | 0.65968 | 65968 | 0.49373 | 25673.96 | 0.0001 | 8.9 | 1 | 5000 | 25673.96 | 8.9 | 0 | 0 | 0 | 0 | 35285.14 | 0 | 0 | 0 | 0 | 0 | 35285.14
2022062002 | 2 | 0.62409 | 62409 | 0.50354 | 26184.08 | 0.0001 | 8.9 | 1 | 5000 | 26184.08 | 8.9 | 0 | 0 | 0 | 0 | 31216.02 | 0 | 0 | 0 | 0 | 0 | 31216.02
2022062003 | 2 | 0.59719 | 59719 | 0.49297 | 25634.44 | 0.0001 | 8.9 | 1 | 5000 | 25634.44 | 8.9 | 0 | 0 | 0 | 0 | 29075.66 | 0 | 0 | 0 | 0 | 0 | 29075.66
2022062004 | 2 | 0.58226 | 58226 | 0.47586 | 24744.72 | 0.0001 | 8.9 | 1 | 5000 | 24744.72 | 8.9 | 0 | 0 | 0 | 0 | 28472.38 | 0 | 0 | 0 | 0 | 0 | 28472.38
2022062005 | 2 | 0.57298 | 57298 | 0.42959 | 22338.68 | 0.0001 | 8.9 | 1 | 5000 | 22338.68 | 8.9 | 0 | 0 | 0 | 0 | 29950.42 | 0 | 0 | 0 | 0 | 0 | 29950.42
2022062006 | 2 | 0.5747 | 57470 | 0.36148 | 18796.96 | 0.0001 | 8.9 | 1 | 5000 | 18796.96 | 8.9 | 0 | 0 | 0 | 0 | 33664.14 | 0 | 0 | 0 | 0 | 0 | 33664.14
2022062007 | 2 | 0.58276 | 58276 | 0.30575 | 15899 | 0.00583 | 518.87 | 1 | 5000 | 15899 | 518.87 | 0 | 0 | 0 | 0 | 36858.13 | 0 | 0 | 0 | 0 | 0 | 36858.13
2022062008 | 2 | 0.60244 | 60244 | 0.25078 | 13040.56 | 0.21976 | 19558.64 | 1 | 5000 | 13040.56 | 19558.64 | 0 | 0 | 0 | 0 | 22644.8 | 0 | 0 | 0 | 0 | 0 | 22644.8
2022062009 | 2 | 0.64451 | 64451 | 0.21967 | 11422.84 | 0.61794 | 54996.66 | 1 | 5000 | 11422.84 | 48028.16 | 0 | 0 | 6968.5 | 6968.5 | 0 | 5923.225 | 0 | 0 | 0 | 5923.225 | 0
2022062010 | 2 | 0.69968 | 69968 | 0.28223 | 14675.96 | 0.76595 | 68169.55 | 1 | 5000 | 14675.96 | 50292.04 | 0 | 0 | 17877.51 | 17877.51 | 0 | 21119.1085 | 0 | 0 | 0 | 15195.8835 | 0
2022062011 | 2 | 0.76108 | 76108 | 0.36516 | 18988.32 | 0.79395 | 70661.55 | 1 | 5000 | 18988.32 | 52119.68 | 0 | 0 | 18541.87 | 18541.87 | 0 | 36879.698 | 0 | 0 | 0 | 15760.5895 | 0
2022062012 | 2 | 0.82184 | 82184 | 0.42521 | 22110.92 | 0.72768 | 64763.52 | 1 | 5000 | 22110.92 | 55073.08 | 0 | 0 | 9690.44 | 9690.44 | 0 | 45116.572 | 0 | 0 | 0 | 8236.874 | 0
2022062013 | 2 | 0.8728 | 87280 | 0.45809 | 23820.68 | 0.69394 | 61760.66 | 1 | 5000 | 23820.68 | 58459.32 | 0 | 0 | 3301.34 | 3301.34 | 0 | 47922.711 | 0 | 0 | 0 | 2806.139 | 0
2022062014 | 2 | 0.91765 | 91765 | 0.4827 | 25100.4 | 0.70016 | 62314.24 | 1 | 5000 | 25100.4 | 61664.6 | 0 | 0 | 649.64 | 649.64 | 0 | 48474.905 | 0 | 0 | 0 | 552.194 | 0
2022062015 | 2 | 0.94447 | 94447 | 0.48875 | 25415 | 0.73073 | 65034.97 | 1 | 5000 | 25415 | 64032 | 0 | 0 | 1002.97 | 1002.97 | 0 | 49327.4295 | 0 | 0 | 0 | 852.5245 | 0
2022062016 | 2 | 0.95373 | 95373 | 0.46766 | 24318.32 | 0.73142 | 65096.38 | 1 | 5000 | 24318.32 | 65096.38 | 0 | 0 | 0 | 0 | 958.3 | 48369.1295 | 958.3 | 0 | 0 | 0 | 0
2022062017 | 2 | 0.95924 | 95924 | 0.4673 | 24299.6 | 0.6805 | 60564.5 | 1 | 5000 | 24299.6 | 60564.5 | 0 | 0 | 0 | 0 | 6059.9 | 42309.2295 | 6059.9 | 0 | 0 | 0 | 0
2022062018 | 2 | 0.95809 | 95809 | 0.49063 | 25512.76 | 0.6321 | 56256.9 | 1 | 5000 | 25512.76 | 56256.9 | 0 | 0 | 0 | 0 | 9039.34 | 33269.8895 | 9039.34 | 0 | 0 | 0 | 0
2022062019 | 2 | 0.94821 | 94821 | 0.50463 | 26240.76 | 0.50145 | 44629.05 | 1 | 5000 | 26240.76 | 44629.05 | 0 | 0 | 0 | 0 | 18951.19 | 14318.6995 | 18951.19 | 0 | 0 | 0 | 0
2022062020 | 2 | 0.92089 | 92089 | 0.49219 | 25593.88 | 0.23399 | 20825.11 | 1 | 5000 | 25593.88 | 20825.11 | 0 | 0 | 0 | 0 | 40670.01 | 0 | 14318.6995 | 0 | 0 | 0 | 26351.3105
2022062021 | 2 | 0.88235 | 88235 | 0.4372 | 22734.4 | 0.01974 | 1756.86 | 1 | 5000 | 22734.4 | 1756.86 | 0 | 0 | 0 | 0 | 58743.74 | 0 | 0 | 0 | 0 | 0 | 58743.74
2022062022 | 2 | 0.85291 | 85291 | 0.40702 | 21165.04 | 0 | 0 | 1 | 5000 | 21165.04 | 0 | 0 | 0 | 0 | 0 | 59125.96 | 0 | 0 | 0 | 0 | 0 | 59125.96
2022062023 | 2 | 0.80181 | 80181 | 0.446 | 23192 | 0 | 0 | 1 | 5000 | 23192 | 0 | 0 | 0 | 0 | 0 | 51989 | 0 | 0 | 0 | 0 | 0 | 51989
2022062024 | 2 | 0.7486 | 74860 | 0.49212 | 25590.24 | 0 | 0 | 1 | 5000 | 25590.24 | 0 | 0 | 0 | 0 | 0 | 44269.76 | 0 | 0 | 0 | 0 | 0 | 44269.76
2022062101 | 3 | 0.69986 | 69986 | 0.499 | 25948 | 0 | 0 | 1 | 5000 | 25948 | 0 | 0 | 0 | 0 | 0 | 39038 | 0 | 0 | 0 | 0 | 0 | 39038
2022062102 | 3 | 0.66214 | 66214 | 0.48114 | 25019.28 | 0 | 0 | 1 | 5000 | 25019.28 | 0 | 0 | 0 | 0 | 0 | 36194.72 | 0 | 0 | 0 | 0 | 0 | 36194.72
2022062103 | 3 | 0.63127 | 63127 | 0.44222 | 22995.44 | 0 | 0 | 1 | 5000 | 22995.44 | 0 | 0 | 0 | 0 | 0 | 35131.56 | 0 | 0 | 0 | 0 | 0 | 35131.56
2022062104 | 3 | 0.61284 | 61284 | 0.40766 | 21198.32 | 0 | 0 | 1 | 5000 | 21198.32 | 0 | 0 | 0 | 0 | 0 | 35085.68 | 0 | 0 | 0 | 0 | 0 | 35085.68
2022062105 | 3 | 0.6037 | 60370 | 0.39094 | 20328.88 | 0 | 0 | 1 | 5000 | 20328.88 | 0 | 0 | 0 | 0 | 0 | 35041.12 | 0 | 0 | 0 | 0 | 0 | 35041.12
2022062106 | 3 | 0.60776 | 60776 | 0.36266 | 18858.32 | 0 | 0 | 1 | 5000 | 18858.32 | 0 | 0 | 0 | 0 | 0 | 36917.68 | 0 | 0 | 0 | 0 | 0 | 36917.68
2022062107 | 3 | 0.61805 | 61805 | 0.33696 | 17521.92 | 0.00533 | 474.37 | 1 | 5000 | 17521.92 | 474.37 | 0 | 0 | 0 | 0 | 38808.71 | 0 | 0 | 0 | 0 | 0 | 38808.71
2022062108 | 3 | 0.63623 | 63623 | 0.28626 | 14885.52 | 0.19631 | 17471.59 | 1 | 5000 | 14885.52 | 17471.59 | 0 | 0 | 0 | 0 | 26265.89 | 0 | 0 | 0 | 0 | 0 | 26265.89
2022062109 | 3 | 0.67577 | 67577 | 0.24876 | 12935.52 | 0.56253 | 50065.17 | 1 | 5000 | 12935.52 | 49641.48 | 0 | 0 | 423.69 | 423.69 | 0 | 360.1365 | 0 | 0 | 0 | 360.1365 | 0
2022062110 | 3 | 0.72327 | 72327 | 0.32435 | 16866.2 | 0.70239 | 62512.71 | 1 | 5000 | 16866.2 | 50460.8 | 0 | 0 | 12051.91 | 12051.91 | 0 | 10604.26 | 0 | 0 | 0 | 10244.1235 | 0
2022062111 | 3 | 0.77212 | 77212 | 0.34374 | 17874.48 | 0.74878 | 66641.42 | 1 | 5000 | 17874.48 | 54337.52 | 0 | 0 | 12303.9 | 12303.9 | 0 | 21062.575 | 0 | 0 | 0 | 10458.315 | 0
2022062112 | 3 | 0.82319 | 82319 | 0.30603 | 15913.56 | 0.77513 | 68986.57 | 1 | 5000 | 15913.56 | 61405.44 | 0 | 0 | 7581.13 | 7581.13 | 0 | 27506.5355 | 0 | 0 | 0 | 6443.9605 | 0
2022062113 | 3 | 0.86869 | 86869 | 0.24697 | 12842.44 | 0.75596 | 67280.44 | 1 | 5000 | 12842.44 | 67280.44 | 0 | 0 | 0 | 0 | 1746.12 | 25760.4155 | 1746.12 | 0 | 0 | 0 | 0
2022062114 | 3 | 0.90666 | 90666 | 0.22328 | 11610.56 | 0.76238 | 67851.82 | 1 | 5000 | 11610.56 | 67851.82 | 0 | 0 | 0 | 0 | 6203.62 | 19556.7955 | 6203.62 | 0 | 0 | 0 | 0
2022062115 | 3 | 0.93414 | 93414 | 0.23238 | 12083.76 | 0.74859 | 66624.51 | 1 | 5000 | 12083.76 | 66624.51 | 0 | 0 | 0 | 0 | 9705.73 | 9851.0655 | 9705.73 | 0 | 0 | 0 | 0
2022062116 | 3 | 0.94961 | 94961 | 0.26943 | 14010.36 | 0.75624 | 67305.36 | 1 | 5000 | 14010.36 | 67305.36 | 0 | 0 | 0 | 0 | 8645.28 | 1205.7855 | 8645.28 | 0 | 0 | 0 | 0
2022062117 | 3 | 0.95273 | 95273 | 0.31581 | 16422.12 | 0.73976 | 65838.64 | 1 | 5000 | 16422.12 | 65838.64 | 0 | 0 | 0 | 0 | 8012.24 | 0 | 1205.7855 | 0 | 0 | 0 | 6806.4545
2022062118 | 3 | 0.94979 | 94979 | 0.34324 | 17848.48 | 0.68796 | 61228.44 | 1 | 5000 | 17848.48 | 61228.44 | 0 | 0 | 0 | 0 | 10902.08 | 0 | 0 | 0 | 0 | 0 | 10902.08
2022062119 | 3 | 0.93536 | 93536 | 0.36859 | 19166.68 | 0.5756 | 51228.4 | 1 | 5000 | 19166.68 | 51228.4 | 0 | 0 | 0 | 0 | 18140.92 | 0 | 0 | 0 | 0 | 0 | 18140.92
2022062120 | 3 | 0.90484 | 90484 | 0.3838 | 19957.6 | 0.29853 | 26569.17 | 1 | 5000 | 19957.6 | 26569.17 | 0 | 0 | 0 | 0 | 38957.23 | 0 | 0 | 0 | 0 | 0 | 38957.23
2022062121 | 3 | 0.86339 | 86339 | 0.38004 | 19762.08 | 0.02376 | 2114.64 | 1 | 5000 | 19762.08 | 2114.64 | 0 | 0 | 0 | 0 | 59462.28 | 0 | 0 | 0 | 0 | 0 | 59462.28
2022062122 | 3 | 0.83125 | 83125 | 0.39072 | 20317.44 | 0 | 0 | 1 | 5000 | 20317.44 | 0 | 0 | 0 | 0 | 0 | 57807.56 | 0 | 0 | 0 | 0 | 0 | 57807.56
2022062123 | 3 | 0.78205 | 78205 | 0.44059 | 22910.68 | 0 | 0 | 1 | 5000 | 22910.68 | 0 | 0 | 0 | 0 | 0 | 50294.32 | 0 | 0 | 0 | 0 | 0 | 50294.32
2022062124 | 3 | 0.72667 | 72667 | 0.45844 | 23838.88 | 0 | 0 | 1 | 5000 | 23838.88 | 0 | 0 | 0 | 0 | 0 | 43828.12 | 0 | 0 | 0 | 0 | 0 | 43828.12
2022062201 | 4 | 0.67756 | 67756 | 0.43427 | 22582.04 | 0 | 0 | 1 | 5000 | 22582.04 | 0 | 0 | 0 | 0 | 0 | 40173.96 | 0 | 0 | 0 | 0 | 0 | 40173.96
2022062202 | 4 | 0.63986 | 63986 | 0.42719 | 22213.88 | 0 | 0 | 1 | 5000 | 22213.88 | 0 | 0 | 0 | 0 | 0 | 36772.12 | 0 | 0 | 0 | 0 | 0 | 36772.12
2022062203 | 4 | 0.61195 | 61195 | 0.40233 | 20921.16 | 0 | 0 | 1 | 5000 | 20921.16 | 0 | 0 | 0 | 0 | 0 | 35273.84 | 0 | 0 | 0 | 0 | 0 | 35273.84
2022062204 | 4 | 0.59279 | 59279 | 0.35089 | 18246.28 | 0 | 0 | 1 | 5000 | 18246.28 | 0 | 0 | 0 | 0 | 0 | 36032.72 | 0 | 0 | 0 | 0 | 0 | 36032.72
2022062205 | 4 | 0.58406 | 58406 | 0.29327 | 15250.04 | 0 | 0 | 1 | 5000 | 15250.04 | 0 | 0 | 0 | 0 | 0 | 38155.96 | 0 | 0 | 0 | 0 | 0 | 38155.96
2022062206 | 4 | 0.58894 | 58894 | 0.24524 | 12752.48 | 0 | 0 | 1 | 5000 | 12752.48 | 0 | 0 | 0 | 0 | 0 | 41141.52 | 0 | 0 | 0 | 0 | 0 | 41141.52
2022062207 | 4 | 0.59918 | 59918 | 0.22006 | 11443.12 | 0.00533 | 474.37 | 1 | 5000 | 11443.12 | 474.37 | 0 | 0 | 0 | 0 | 43000.51 | 0 | 0 | 0 | 0 | 0 | 43000.51
2022062208 | 4 | 0.61843 | 61843 | 0.16691 | 8679.32 | 0.2081 | 18520.9 | 1 | 5000 | 8679.32 | 18520.9 | 0 | 0 | 0 | 0 | 29642.78 | 0 | 0 | 0 | 0 | 0 | 29642.78
2022062209 | 4 | 0.6577 | 65770 | 0.1085 | 5642 | 0.58499 | 52064.11 | 1 | 5000 | 5642 | 52064.11 | 0 | 0 | 0 | 0 | 3063.89 | 0 | 0 | 0 | 0 | 0 | 3063.89
2022062210 | 4 | 0.70408 | 70408 | 0.11122 | 5783.44 | 0.70489 | 62735.21 | 1 | 5000 | 5783.44 | 59624.56 | 0 | 0 | 3110.65 | 3110.65 | 0 | 2644.0525 | 0 | 0 | 0 | 2644.0525 | 0
2022062211 | 4 | 0.75728 | 75728 | 0.08852 | 4603.04 | 0.74161 | 66003.29 | 1 | 5000 | 4603.04 | 66003.29 | 0 | 0 | 0 | 0 | 121.67 | 2522.3825 | 121.67 | 0 | 0 | 0 | 0
2022062212 | 4 | 0.81185 | 81185 | 0.08658 | 4502.16 | 0.78844 | 70171.16 | 1 | 5000 | 4502.16 | 70171.16 | 0 | 0 | 0 | 0 | 1511.68 | 1010.7025 | 1511.68 | 0 | 0 | 0 | 0
2022062213 | 4 | 0.85911 | 85911 | 0.10601 | 5512.52 | 0.79125 | 70421.25 | 1 | 5000 | 5512.52 | 70421.25 | 0 | 0 | 0 | 0 | 4977.23 | 0 | 1010.7025 | 0 | 0 | 0 | 3966.5275
2022062214 | 4 | 0.90021 | 90021 | 0.12589 | 6546.28 | 0.75608 | 67291.12 | 1 | 5000 | 6546.28 | 67291.12 | 0 | 0 | 0 | 0 | 11183.6 | 0 | 0 | 0 | 0 | 0 | 11183.6
2022062215 | 4 | 0.92661 | 92661 | 0.15073 | 7837.96 | 0.70761 | 62977.29 | 1 | 5000 | 7837.96 | 62977.29 | 0 | 0 | 0 | 0 | 16845.75 | 0 | 0 | 0 | 0 | 0 | 16845.75
2022062216 | 4 | 0.94304 | 94304 | 0.17179 | 8933.08 | 0.70546 | 62785.94 | 1 | 5000 | 8933.08 | 62785.94 | 0 | 0 | 0 | 0 | 17584.98 | 0 | 0 | 0 | 0 | 0 | 17584.98
2022062217 | 4 | 0.95132 | 95132 | 0.19442 | 10109.84 | 0.68864 | 61288.96 | 1 | 5000 | 10109.84 | 61288.96 | 0 | 0 | 0 | 0 | 18733.2 | 0 | 0 | 0 | 0 | 0 | 18733.2
2022062218 | 4 | 0.94629 | 94629 | 0.21203 | 11025.56 | 0.64595 | 57489.55 | 1 | 5000 | 11025.56 | 57489.55 | 0 | 0 | 0 | 0 | 21113.89 | 0 | 0 | 0 | 0 | 0 | 21113.89
2022062219 | 4 | 0.92852 | 92852 | 0.23168 | 12047.36 | 0.55119 | 49055.91 | 1 | 5000 | 12047.36 | 49055.91 | 0 | 0 | 0 | 0 | 26748.73 | 0 | 0 | 0 | 0 | 0 | 26748.73
2022062220 | 4 | 0.89869 | 89869 | 0.25309 | 13160.68 | 0.35147 | 31280.83 | 1 | 5000 | 13160.68 | 31280.83 | 0 | 0 | 0 | 0 | 40427.49 | 0 | 0 | 0 | 0 | 0 | 40427.49
2022062221 | 4 | 0.86386 | 86386 | 0.27166 | 14126.32 | 0.05122 | 4558.58 | 1 | 5000 | 14126.32 | 4558.58 | 0 | 0 | 0 | 0 | 62701.1 | 0 | 0 | 0 | 0 | 0 | 62701.1
2022062222 | 4 | 0.83348 | 83348 | 0.31742 | 16505.84 | 0 | 0 | 1 | 5000 | 16505.84 | 0 | 0 | 0 | 0 | 0 | 61842.16 | 0 | 0 | 0 | 0 | 0 | 61842.16
2022062223 | 4 | 0.78394 | 78394 | 0.36768 | 19119.36 | 0 | 0 | 1 | 5000 | 19119.36 | 0 | 0 | 0 | 0 | 0 | 54274.64 | 0 | 0 | 0 | 0 | 0 | 54274.64
2022062224 | 4 | 0.73006 | 73006 | 0.39378 | 20476.56 | 0 | 0 | 1 | 5000 | 20476.56 | 0 | 0 | 0 | 0 | 0 | 47529.44 | 0 | 0 | 0 | 0 | 0 | 47529.44
2022062301 | 5 | 0.68116 | 68116 | 0.41525 | 21593 | 0 | 0 | 1 | 5000 | 21593 | 0 | 0 | 0 | 0 | 0 | 41523 | 0 | 0 | 0 | 0 | 0 | 41523
2022062302 | 5 | 0.64215 | 64215 | 0.41144 | 21394.88 | 0 | 0 | 1 | 5000 | 21394.88 | 0 | 0 | 0 | 0 | 0 | 37820.12 | 0 | 0 | 0 | 0 | 0 | 37820.12
2022062303 | 5 | 0.61262 | 61262 | 0.39787 | 20689.24 | 0 | 0 | 1 | 5000 | 20689.24 | 0 | 0 | 0 | 0 | 0 | 35572.76 | 0 | 0 | 0 | 0 | 0 | 35572.76
2022062304 | 5 | 0.59229 | 59229 | 0.37419 | 19457.88 | 0 | 0 | 1 | 5000 | 19457.88 | 0 | 0 | 0 | 0 | 0 | 34771.12 | 0 | 0 | 0 | 0 | 0 | 34771.12
2022062305 | 5 | 0.58554 | 58554 | 0.35384 | 18399.68 | 0 | 0 | 1 | 5000 | 18399.68 | 0 | 0 | 0 | 0 | 0 | 35154.32 | 0 | 0 | 0 | 0 | 0 | 35154.32
2022062306 | 5 | 0.58877 | 58877 | 0.33817 | 17584.84 | 0 | 0 | 1 | 5000 | 17584.84 | 0 | 0 | 0 | 0 | 0 | 36292.16 | 0 | 0 | 0 | 0 | 0 | 36292.16
2022062307 | 5 | 0.59764 | 59764 | 0.32868 | 17091.36 | 0.00513 | 456.57 | 1 | 5000 | 17091.36 | 456.57 | 0 | 0 | 0 | 0 | 37216.07 | 0 | 0 | 0 | 0 | 0 | 37216.07
2022062308 | 5 | 0.61702 | 61702 | 0.27991 | 14555.32 | 0.1937 | 17239.3 | 1 | 5000 | 14555.32 | 17239.3 | 0 | 0 | 0 | 0 | 24907.38 | 0 | 0 | 0 | 0 | 0 | 24907.38
2022062309 | 5 | 0.65804 | 65804 | 0.20486 | 10652.72 | 0.57998 | 51618.22 | 1 | 5000 | 10652.72 | 50151.28 | 0 | 0 | 1466.94 | 1466.94 | 0 | 1246.899 | 0 | 0 | 0 | 1246.899 | 0
2022062310 | 5 | 0.71349 | 71349 | 0.21547 | 11204.44 | 0.76745 | 68303.05 | 1 | 5000 | 11204.44 | 55144.56 | 0 | 0 | 13158.49 | 13158.49 | 0 | 12431.6155 | 0 | 0 | 0 | 11184.7165 | 0
2022062311 | 5 | 0.77457 | 77457 | 0.18393 | 9564.36 | 0.80766 | 71881.74 | 1 | 5000 | 9564.36 | 62892.64 | 0 | 0 | 8989.1 | 8989.1 | 0 | 20072.3505 | 0 | 0 | 0 | 7640.735 | 0
2022062312 | 5 | 0.83168 | 83168 | 0.15963 | 8300.76 | 0.81208 | 72275.12 | 1 | 5000 | 8300.76 | 69867.24 | 0 | 0 | 2407.88 | 2407.88 | 0 | 22119.0485 | 0 | 0 | 0 | 2046.698 | 0
2022062313 | 5 | 0.87968 | 87968 | 0.15972 | 8305.44 | 0.78933 | 70250.37 | 1 | 5000 | 8305.44 | 70250.37 | 0 | 0 | 0 | 0 | 4412.19 | 17706.8585 | 4412.19 | 0 | 0 | 0 | 0
2022062314 | 5 | 0.92227 | 92227 | 0.17499 | 9099.48 | 0.75025 | 66772.25 | 1 | 5000 | 9099.48 | 66772.25 | 0 | 0 | 0 | 0 | 11355.27 | 6351.5885 | 11355.27 | 0 | 0 | 0 | 0
2022062315 | 5 | 0.95018 | 95018 | 0.19549 | 10165.48 | 0.7461 | 66402.9 | 1 | 5000 | 10165.48 | 66402.9 | 0 | 0 | 0 | 0 | 13449.62 | 0 | 6351.5885 | 0 | 0 | 0 | 7098.0315
2022062316 | 5 | 0.95693 | 95693 | 0.2033 | 10571.6 | 0.71954 | 64039.06 | 1 | 5000 | 10571.6 | 64039.06 | 0 | 0 | 0 | 0 | 16082.34 | 0 | 0 | 0 | 0 | 0 | 16082.34
2022062317 | 5 | 0.9595 | 95950 | 0.20717 | 10772.84 | 0.68839 | 61266.71 | 1 | 5000 | 10772.84 | 61266.71 | 0 | 0 | 0 | 0 | 18910.45 | 0 | 0 | 0 | 0 | 0 | 18910.45
2022062318 | 5 | 0.95751 | 95751 | 0.21242 | 11045.84 | 0.70698 | 62921.22 | 1 | 5000 | 11045.84 | 62921.22 | 0 | 0 | 0 | 0 | 16783.94 | 0 | 0 | 0 | 0 | 0 | 16783.94
2022062319 | 5 | 0.9521 | 95210 | 0.2302 | 11970.4 | 0.61696 | 54909.44 | 1 | 5000 | 11970.4 | 54909.44 | 0 | 0 | 0 | 0 | 23330.16 | 0 | 0 | 0 | 0 | 0 | 23330.16
2022062320 | 5 | 0.92983 | 92983 | 0.26642 | 13853.84 | 0.35777 | 31841.53 | 1 | 5000 | 13853.84 | 31841.53 | 0 | 0 | 0 | 0 | 42287.63 | 0 | 0 | 0 | 0 | 0 | 42287.63
2022062321 | 5 | 0.89247 | 89247 | 0.30203 | 15705.56 | 0.04867 | 4331.63 | 1 | 5000 | 15705.56 | 4331.63 | 0 | 0 | 0 | 0 | 64209.81 | 0 | 0 | 0 | 0 | 0 | 64209.81
2022062322 | 5 | 0.85863 | 85863 | 0.36353 | 18903.56 | 0 | 0 | 1 | 5000 | 18903.56 | 0 | 0 | 0 | 0 | 0 | 61959.44 | 0 | 0 | 0 | 0 | 0 | 61959.44
2022062323 | 5 | 0.80833 | 80833 | 0.44118 | 22941.36 | 0 | 0 | 1 | 5000 | 22941.36 | 0 | 0 | 0 | 0 | 0 | 52891.64 | 0 | 0 | 0 | 0 | 0 | 52891.64
2022062324 | 5 | 0.75401 | 75401 | 0.49808 | 25900.16 | 0 | 0 | 1 | 5000 | 25900.16 | 0 | 0 | 0 | 0 | 0 | 44500.84 | 0 | 0 | 0 | 0 | 0 | 44500.84
2022062401 | 6 | 0.70452 | 70452 | 0.53385 | 27760.2 | 0 | 0 | 1 | 5000 | 27760.2 | 0 | 0 | 0 | 0 | 0 | 37691.8 | 0 | 0 | 0 | 0 | 0 | 37691.8
2022062402 | 6 | 0.66827 | 66827 | 0.55622 | 28923.44 | 0 | 0 | 1 | 5000 | 28923.44 | 0 | 0 | 0 | 0 | 0 | 32903.56 | 0 | 0 | 0 | 0 | 0 | 32903.56
2022062403 | 6 | 0.63477 | 63477 | 0.55103 | 28653.56 | 0 | 0 | 1 | 5000 | 28653.56 | 0 | 0 | 0 | 0 | 0 | 29823.44 | 0 | 0 | 0 | 0 | 0 | 29823.44
2022062404 | 6 | 0.61242 | 61242 | 0.53266 | 27698.32 | 0 | 0 | 1 | 5000 | 27698.32 | 0 | 0 | 0 | 0 | 0 | 28543.68 | 0 | 0 | 0 | 0 | 0 | 28543.68
2022062405 | 6 | 0.60145 | 60145 | 0.52148 | 27116.96 | 0 | 0 | 1 | 5000 | 27116.96 | 0 | 0 | 0 | 0 | 0 | 28028.04 | 0 | 0 | 0 | 0 | 0 | 28028.04
2022062406 | 6 | 0.60426 | 60426 | 0.5148 | 26769.6 | 0 | 0 | 1 | 5000 | 26769.6 | 0 | 0 | 0 | 0 | 0 | 28656.4 | 0 | 0 | 0 | 0 | 0 | 28656.4
2022062407 | 6 | 0.60742 | 60742 | 0.48482 | 25210.64 | 0.00484 | 430.76 | 1 | 5000 | 25210.64 | 430.76 | 0 | 0 | 0 | 0 | 30100.6 | 0 | 0 | 0 | 0 | 0 | 30100.6
2022062408 | 6 | 0.62336 | 62336 | 0.431 | 22412 | 0.20199 | 17977.11 | 1 | 5000 | 22412 | 17977.11 | 0 | 0 | 0 | 0 | 16946.89 | 0 | 0 | 0 | 0 | 0 | 16946.89
2022062409 | 6 | 0.6653 | 66530 | 0.356 | 18512 | 0.61318 | 54573.02 | 1 | 5000 | 18512 | 43018 | 0 | 0 | 11555.02 | 11555.02 | 0 | 9821.767 | 0 | 0 | 0 | 9821.767 | 0
2022062410 | 6 | 0.72063 | 72063 | 0.39609 | 20596.68 | 0.7597 | 67613.3 | 1 | 5000 | 20596.68 | 46466.32 | 0 | 0 | 21146.98 | 21146.98 | 0 | 27796.7 | 0 | 0 | 0 | 17974.933 | 0
2022062411 | 6 | 0.78053 | 78053 | 0.39142 | 20353.84 | 0.79583 | 70828.87 | 1 | 5000 | 20353.84 | 52699.16 | 0 | 0 | 18129.71 | 18129.71 | 0 | 43206.9535 | 0 | 0 | 0 | 15410.2535 | 0
2022062412 | 6 | 0.8344 | 83440 | 0.36299 | 18875.48 | 0.79567 | 70814.63 | 1 | 5000 | 18875.48 | 59564.52 | 0 | 0 | 11250.11 | 11250.11 | 0 | 52769.547 | 0 | 0 | 0 | 9562.5935 | 0
2022062413 | 6 | 0.88226 | 88226 | 0.34874 | 18134.48 | 0.80085 | 71275.65 | 1 | 5000 | 18134.48 | 65091.52 | 0 | 0 | 6184.13 | 6184.13 | 0 | 58026.0575 | 0 | 0 | 0 | 5256.5105 | 0
2022062414 | 6 | 0.92039 | 92039 | 0.30834 | 16033.68 | 0.81681 | 72696.09 | 1 | 5000 | 16033.68 | 71005.32 | 0 | 0 | 1690.77 | 1690.77 | 0 | 59463.212 | 0 | 0 | 0 | 1437.1545 | 0
2022062415 | 6 | 0.94649 | 94649 | 0.28783 | 14967.16 | 0.80863 | 71968.07 | 1 | 5000 | 14967.16 | 71968.07 | 0 | 0 | 0 | 0 | 2713.77 | 56749.442 | 2713.77 | 0 | 0 | 0 | 0
2022062416 | 6 | 0.95324 | 95324 | 0.28128 | 14626.56 | 0.78622 | 69973.58 | 1 | 5000 | 14626.56 | 69973.58 | 0 | 0 | 0 | 0 | 5723.86 | 51025.582 | 5723.86 | 0 | 0 | 0 | 0
2022062417 | 6 | 0.95648 | 95648 | 0.27735 | 14422.2 | 0.77162 | 68674.18 | 1 | 5000 | 14422.2 | 68674.18 | 0 | 0 | 0 | 0 | 7551.62 | 43473.962 | 7551.62 | 0 | 0 | 0 | 0
2022062418 | 6 | 0.9557 | 95570 | 0.29106 | 15135.12 | 0.73083 | 65043.87 | 1 | 5000 | 15135.12 | 65043.87 | 0 | 0 | 0 | 0 | 10391.01 | 33082.952 | 10391.01 | 0 | 0 | 0 | 0
2022062419 | 6 | 0.94869 | 94869 | 0.32159 | 16722.68 | 0.64173 | 57113.97 | 1 | 5000 | 16722.68 | 57113.97 | 0 | 0 | 0 | 0 | 16032.35 | 17050.602 | 16032.35 | 0 | 0 | 0 | 0
2022062420 | 6 | 0.92356 | 92356 | 0.35083 | 18243.16 | 0.3675 | 32707.5 | 1 | 5000 | 18243.16 | 32707.5 | 0 | 0 | 0 | 0 | 36405.34 | 0 | 17050.602 | 0 | 0 | 0 | 19354.738
2022062421 | 6 | 0.88433 | 88433 | 0.37372 | 19433.44 | 0.04818 | 4288.02 | 1 | 5000 | 19433.44 | 4288.02 | 0 | 0 | 0 | 0 | 59711.54 | 0 | 0 | 0 | 0 | 0 | 59711.54
2022062422 | 6 | 0.85167 | 85167 | 0.44493 | 23136.36 | 0 | 0 | 1 | 5000 | 23136.36 | 0 | 0 | 0 | 0 | 0 | 57030.64 | 0 | 0 | 0 | 0 | 0 | 57030.64
2022062423 | 6 | 0.80304 | 80304 | 0.53719 | 27933.88 | 0 | 0 | 1 | 5000 | 27933.88 | 0 | 0 | 0 | 0 | 0 | 47370.12 | 0 | 0 | 0 | 0 | 0 | 47370.12
2022062424 | 6 | 0.75308 | 75308 | 0.59724 | 31056.48 | 0 | 0 | 1 | 5000 | 31056.48 | 0 | 0 | 0 | 0 | 0 | 39251.52 | 0 | 0 | 0 | 0 | 0 | 39251.52
2022062501 | 7 | 0.70418 | 70418 | 0.63081 | 32802.12 | 6e-05 | 5.34 | 1 | 5000 | 32802.12 | 5.34 | 0 | 0 | 0 | 0 | 32610.54 | 0 | 0 | 0 | 0 | 0 | 32610.54
2022062502 | 7 | 0.66449 | 66449 | 0.61776 | 32123.52 | 5e-05 | 4.45 | 1 | 5000 | 32123.52 | 4.45 | 0 | 0 | 0 | 0 | 29321.03 | 0 | 0 | 0 | 0 | 0 | 29321.03
2022062503 | 7 | 0.63183 | 63183 | 0.59452 | 30915.04 | 0 | 0 | 1 | 5000 | 30915.04 | 0 | 0 | 0 | 0 | 0 | 27267.96 | 0 | 0 | 0 | 0 | 0 | 27267.96
2022062504 | 7 | 0.60838 | 60838 | 0.56691 | 29479.32 | 0 | 0 | 1 | 5000 | 29479.32 | 0 | 0 | 0 | 0 | 0 | 26358.68 | 0 | 0 | 0 | 0 | 0 | 26358.68
2022062505 | 7 | 0.59214 | 59214 | 0.55599 | 28911.48 | 0 | 0 | 1 | 5000 | 28911.48 | 0 | 0 | 0 | 0 | 0 | 25302.52 | 0 | 0 | 0 | 0 | 0 | 25302.52
2022062506 | 7 | 0.58432 | 58432 | 0.54935 | 28566.2 | 0 | 0 | 1 | 5000 | 28566.2 | 0 | 0 | 0 | 0 | 0 | 24865.8 | 0 | 0 | 0 | 0 | 0 | 24865.8
2022062507 | 7 | 0.57416 | 57416 | 0.50735 | 26382.2 | 0.00523 | 465.47 | 1 | 5000 | 26382.2 | 465.47 | 0 | 0 | 0 | 0 | 25568.33 | 0 | 0 | 0 | 0 | 0 | 25568.33
2022062508 | 7 | 0.58428 | 58428 | 0.42944 | 22330.88 | 0.21675 | 19290.75 | 1 | 5000 | 22330.88 | 19290.75 | 0 | 0 | 0 | 0 | 11806.37 | 0 | 0 | 0 | 0 | 0 | 11806.37
2022062509 | 7 | 0.62667 | 62667 | 0.36072 | 18757.44 | 0.6315 | 56203.5 | 1 | 5000 | 18757.44 | 38909.56 | 0 | 0 | 17293.94 | 17293.94 | 0 | 14699.849 | 0 | 0 | 0 | 14699.849 | 0
2022062510 | 7 | 0.68205 | 68205 | 0.40255 | 20932.6 | 0.77262 | 68763.18 | 1 | 5000 | 20932.6 | 42272.4 | 0 | 0 | 26490.78 | 26490.78 | 0 | 37217.012 | 0 | 0 | 0 | 22517.163 | 0
2022062511 | 7 | 0.7369 | 73690 | 0.34621 | 18002.92 | 0.82499 | 73424.11 | 1 | 5000 | 18002.92 | 50687.08 | 0 | 0 | 22737.03 | 22737.03 | 0 | 56543.4875 | 0 | 0 | 0 | 19326.4755 | 0
2022062512 | 7 | 0.78795 | 78795 | 0.24672 | 12829.44 | 0.83716 | 74507.24 | 1 | 5000 | 12829.44 | 60965.56 | 0 | 0 | 13541.68 | 13541.68 | 0 | 68053.9155 | 0 | 0 | 0 | 11510.428 | 0
2022062513 | 7 | 0.83162 | 83162 | 0.18867 | 9810.84 | 0.82965 | 73838.85 | 1 | 5000 | 9810.84 | 68351.16 | 0 | 0 | 5487.69 | 5487.69 | 0 | 72718.452 | 0 | 0 | 0 | 4664.5365 | 0
2022062514 | 7 | 0.86781 | 86781 | 0.18335 | 9534.2 | 0.82047 | 73021.83 | 1 | 5000 | 9534.2 | 72246.8 | 0 | 0 | 775.03 | 775.03 | 0 | 73377.2275 | 0 | 0 | 0 | 658.7755 | 0
2022062515 | 7 | 0.89793 | 89793 | 0.19242 | 10005.84 | 0.7956 | 70808.4 | 1 | 5000 | 10005.84 | 70808.4 | 0 | 0 | 0 | 0 | 3978.76 | 69398.4675 | 3978.76 | 0 | 0 | 0 | 0
2022062516 | 7 | 0.91988 | 91988 | 0.20358 | 10586.16 | 0.79607 | 70850.23 | 1 | 5000 | 10586.16 | 70850.23 | 0 | 0 | 0 | 0 | 5551.61 | 63846.8575 | 5551.61 | 0 | 0 | 0 | 0
2022062517 | 7 | 0.93447 | 93447 | 0.2299 | 11954.8 | 0.77837 | 69274.93 | 1 | 5000 | 11954.8 | 69274.93 | 0 | 0 | 0 | 0 | 7217.27 | 56629.5875 | 7217.27 | 0 | 0 | 0 | 0
2022062518 | 7 | 0.93907 | 93907 | 0.26757 | 13913.64 | 0.76002 | 67641.78 | 1 | 5000 | 13913.64 | 67641.78 | 0 | 0 | 0 | 0 | 7351.58 | 49278.0075 | 7351.58 | 0 | 0 | 0 | 0
2022062519 | 7 | 0.92472 | 92472 | 0.29724 | 15456.48 | 0.67184 | 59793.76 | 1 | 5000 | 15456.48 | 59793.76 | 0 | 0 | 0 | 0 | 12221.76 | 37056.2475 | 12221.76 | 0 | 0 | 0 | 0
2022062520 | 7 | 0.89531 | 89531 | 0.32481 | 16890.12 | 0.39464 | 35122.96 | 1 | 5000 | 16890.12 | 35122.96 | 0 | 0 | 0 | 0 | 32517.92 | 4538.3275 | 32517.92 | 0 | 0 | 0 | 0
2022062521 | 7 | 0.85396 | 85396 | 0.35163 | 18284.76 | 0.04634 | 4124.26 | 1 | 5000 | 18284.76 | 4124.26 | 0 | 0 | 0 | 0 | 57986.98 | 0 | 4538.3275 | 0 | 0 | 0 | 53448.6525
2022062522 | 7 | 0.81753 | 81753 | 0.39797 | 20694.44 | 0 | 0 | 1 | 5000 | 20694.44 | 0 | 0 | 0 | 0 | 0 | 56058.56 | 0 | 0 | 0 | 0 | 0 | 56058.56
2022062523 | 7 | 0.77271 | 77271 | 0.48529 | 25235.08 | 0 | 0 | 1 | 5000 | 25235.08 | 0 | 0 | 0 | 0 | 0 | 47035.92 | 0 | 0 | 0 | 0 | 0 | 47035.92
2022062524 | 7 | 0.725 | 72500 | 0.53877 | 28016.04 | 0 | 0 | 1 | 5000 | 28016.04 | 0 | 0 | 0 | 0 | 0 | 39483.96 | 0 | 0 | 0 | 0 | 0 | 39483.96
2022062601 | 1 | 0.67798 | 67798 | 0.5394 | 28048.8 | 0 | 0 | 1 | 5000 | 28048.8 | 0 | 0 | 0 | 0 | 0 | 34749.2 | 0 | 0 | 0 | 0 | 0 | 34749.2
2022062602 | 1 | 0.63814 | 63814 | 0.52114 | 27099.28 | 0 | 0 | 1 | 5000 | 27099.28 | 0 | 0 | 0 | 0 | 0 | 31714.72 | 0 | 0 | 0 | 0 | 0 | 31714.72
2022062603 | 1 | 0.60753 | 60753 | 0.48561 | 25251.72 | 0 | 0 | 1 | 5000 | 25251.72 | 0 | 0 | 0 | 0 | 0 | 30501.28 | 0 | 0 | 0 | 0 | 0 | 30501.28
2022062604 | 1 | 0.58413 | 58413 | 0.44955 | 23376.6 | 0 | 0 | 1 | 5000 | 23376.6 | 0 | 0 | 0 | 0 | 0 | 30036.4 | 0 | 0 | 0 | 0 | 0 | 30036.4
2022062605 | 1 | 0.56922 | 56922 | 0.41512 | 21586.24 | 0 | 0 | 1 | 5000 | 21586.24 | 0 | 0 | 0 | 0 | 0 | 30335.76 | 0 | 0 | 0 | 0 | 0 | 30335.76
2022062606 | 1 | 0.55518 | 55518 | 0.34601 | 17992.52 | 0 | 0 | 1 | 5000 | 17992.52 | 0 | 0 | 0 | 0 | 0 | 32525.48 | 0 | 0 | 0 | 0 | 0 | 32525.48
2022062607 | 1 | 0.54338 | 54338 | 0.28412 | 14774.24 | 0.0054 | 480.6 | 1 | 5000 | 14774.24 | 480.6 | 0 | 0 | 0 | 0 | 34083.16 | 0 | 0 | 0 | 0 | 0 | 34083.16
2022062608 | 1 | 0.55489 | 55489 | 0.23892 | 12423.84 | 0.19029 | 16935.81 | 1 | 5000 | 12423.84 | 16935.81 | 0 | 0 | 0 | 0 | 21129.35 | 0 | 0 | 0 | 0 | 0 | 21129.35
2022062609 | 1 | 0.59902 | 59902 | 0.25344 | 13178.88 | 0.57444 | 51125.16 | 1 | 5000 | 13178.88 | 41723.12 | 0 | 0 | 9402.04 | 9402.04 | 0 | 7991.734 | 0 | 0 | 0 | 7991.734 | 0
2022062610 | 1 | 0.6553 | 65530 | 0.26976 | 14027.52 | 0.75752 | 67419.28 | 1 | 5000 | 14027.52 | 46502.48 | 0 | 0 | 20916.8 | 20916.8 | 0 | 25771.014 | 0 | 0 | 0 | 17779.28 | 0
2022062611 | 1 | 0.71216 | 71216 | 0.24592 | 12787.84 | 0.81224 | 72289.36 | 1 | 5000 | 12787.84 | 53428.16 | 0 | 0 | 18861.2 | 18861.2 | 0 | 41803.034 | 0 | 0 | 0 | 16032.02 | 0
2022062612 | 1 | 0.77064 | 77064 | 0.22515 | 11707.8 | 0.81578 | 72604.42 | 1 | 5000 | 11707.8 | 60356.2 | 0 | 0 | 12248.22 | 12248.22 | 0 | 52214.021 | 0 | 0 | 0 | 10410.987 | 0
2022062613 | 1 | 0.82229 | 82229 | 0.23213 | 12070.76 | 0.80104 | 71292.56 | 1 | 5000 | 12070.76 | 65158.24 | 0 | 0 | 6134.32 | 6134.32 | 0 | 57428.193 | 0 | 0 | 0 | 5214.172 | 0
2022062614 | 1 | 0.86701 | 86701 | 0.25944 | 13490.88 | 0.76711 | 68272.79 | 1 | 5000 | 13490.88 | 68210.12 | 0 | 0 | 62.67 | 62.67 | 0 | 57481.4625 | 0 | 0 | 0 | 53.2695 | 0
2022062615 | 1 | 0.89981 | 89981 | 0.28323 | 14727.96 | 0.73994 | 65854.66 | 1 | 5000 | 14727.96 | 65854.66 | 0 | 0 | 0 | 0 | 4398.38 | 53083.0825 | 4398.38 | 0 | 0 | 0 | 0
2022062616 | 1 | 0.92451 | 92451 | 0.31994 | 16636.88 | 0.69601 | 61944.89 | 1 | 5000 | 16636.88 | 61944.89 | 0 | 0 | 0 | 0 | 8869.23 | 44213.8525 | 8869.23 | 0 | 0 | 0 | 0
2022062617 | 1 | 0.94036 | 94036 | 0.35573 | 18497.96 | 0.68556 | 61014.84 | 1 | 5000 | 18497.96 | 61014.84 | 0 | 0 | 0 | 0 | 9523.2 | 34690.6525 | 9523.2 | 0 | 0 | 0 | 0
2022062618 | 1 | 0.94429 | 94429 | 0.39627 | 20606.04 | 0.66336 | 59039.04 | 1 | 5000 | 20606.04 | 59039.04 | 0 | 0 | 0 | 0 | 9783.92 | 24906.7325 | 9783.92 | 0 | 0 | 0 | 0
2022062619 | 1 | 0.93267 | 93267 | 0.43778 | 22764.56 | 0.583 | 51887 | 1 | 5000 | 22764.56 | 51887 | 0 | 0 | 0 | 0 | 13615.44 | 11291.2925 | 13615.44 | 0 | 0 | 0 | 0
2022062620 | 1 | 0.90383 | 90383 | 0.48489 | 25214.28 | 0.32856 | 29241.84 | 1 | 5000 | 25214.28 | 29241.84 | 0 | 0 | 0 | 0 | 30926.88 | 0 | 11291.2925 | 0 | 0 | 0 | 19635.5875
2022062621 | 1 | 0.86469 | 86469 | 0.48415 | 25175.8 | 0.03395 | 3021.55 | 1 | 5000 | 25175.8 | 3021.55 | 0 | 0 | 0 | 0 | 53271.65 | 0 | 0 | 0 | 0 | 0 | 53271.65
2022062622 | 1 | 0.83513 | 83513 | 0.45866 | 23850.32 | 0 | 0 | 1 | 5000 | 23850.32 | 0 | 0 | 0 | 0 | 0 | 54662.68 | 0 | 0 | 0 | 0 | 0 | 54662.68
2022062623 | 1 | 0.78505 | 78505 | 0.45849 | 23841.48 | 0 | 0 | 1 | 5000 | 23841.48 | 0 | 0 | 0 | 0 | 0 | 49663.52 | 0 | 0 | 0 | 0 | 0 | 49663.52
2022062624 | 1 | 0.73007 | 73007 | 0.45644 | 23734.88 | 0 | 0 | 1 | 5000 | 23734.88 | 0 | 0 | 0 | 0 | 0 | 44272.12 | 0 | 0 | 0 | 0 | 0 | 44272.12
2022062701 | 2 | 0.67919 | 67919 | 0.45487 | 23653.24 | 0 | 0 | 1 | 5000 | 23653.24 | 0 | 0 | 0 | 0 | 0 | 39265.76 | 0 | 0 | 0 | 0 | 0 | 39265.76
2022062702 | 2 | 0.63941 | 63941 | 0.40944 | 21290.88 | 0 | 0 | 1 | 5000 | 21290.88 | 0 | 0 | 0 | 0 | 0 | 37650.12 | 0 | 0 | 0 | 0 | 0 | 37650.12
2022062703 | 2 | 0.60822 | 60822 | 0.35465 | 18441.8 | 0 | 0 | 1 | 5000 | 18441.8 | 0 | 0 | 0 | 0 | 0 | 37380.2 | 0 | 0 | 0 | 0 | 0 | 37380.2
2022062704 | 2 | 0.5854 | 58540 | 0.30836 | 16034.72 | 0 | 0 | 1 | 5000 | 16034.72 | 0 | 0 | 0 | 0 | 0 | 37505.28 | 0 | 0 | 0 | 0 | 0 | 37505.28
2022062705 | 2 | 0.57768 | 57768 | 0.28794 | 14972.88 | 0 | 0 | 1 | 5000 | 14972.88 | 0 | 0 | 0 | 0 | 0 | 37795.12 | 0 | 0 | 0 | 0 | 0 | 37795.12
2022062706 | 2 | 0.58179 | 58179 | 0.29249 | 15209.48 | 0 | 0 | 1 | 5000 | 15209.48 | 0 | 0 | 0 | 0 | 0 | 37969.52 | 0 | 0 | 0 | 0 | 0 | 37969.52
2022062707 | 2 | 0.59178 | 59178 | 0.27592 | 14347.84 | 0.00391 | 347.99 | 1 | 5000 | 14347.84 | 347.99 | 0 | 0 | 0 | 0 | 39482.17 | 0 | 0 | 0 | 0 | 0 | 39482.17
2022062708 | 2 | 0.60036 | 60036 | 0.21802 | 11337.04 | 0.12966 | 11539.74 | 1 | 5000 | 11337.04 | 11539.74 | 0 | 0 | 0 | 0 | 32159.22 | 0 | 0 | 0 | 0 | 0 | 32159.22
2022062709 | 2 | 0.62922 | 62922 | 0.17285 | 8988.2 | 0.40943 | 36439.27 | 1 | 5000 | 8988.2 | 36439.27 | 0 | 0 | 0 | 0 | 12494.53 | 0 | 0 | 0 | 0 | 0 | 12494.53
2022062710 | 2 | 0.67357 | 67357 | 0.1434 | 7456.8 | 0.61821 | 55020.69 | 1 | 5000 | 7456.8 | 54900.2 | 0 | 0 | 120.49 | 120.49 | 0 | 102.4165 | 0 | 0 | 0 | 102.4165 | 0
2022062711 | 2 | 0.72778 | 72778 | 0.11828 | 6150.56 | 0.73153 | 65106.17 | 1 | 5000 | 6150.56 | 61627.44 | 0 | 0 | 3478.73 | 3478.73 | 0 | 3059.337 | 0 | 0 | 0 | 2956.9205 | 0
2022062712 | 2 | 0.78051 | 78051 | 0.08448 | 4392.96 | 0.7979 | 71013.1 | 1 | 5000 | 4392.96 | 68658.04 | 0 | 0 | 2355.06 | 2355.06 | 0 | 5061.138 | 0 | 0 | 0 | 2001.801 | 0
2022062713 | 2 | 0.83192 | 83192 | 0.07989 | 4154.28 | 0.82069 | 73041.41 | 1 | 5000 | 4154.28 | 73041.41 | 0 | 0 | 0 | 0 | 996.31 | 4064.828 | 996.31 | 0 | 0 | 0 | 0
2022062714 | 2 | 0.87722 | 87722 | 0.08639 | 4492.28 | 0.80756 | 71872.84 | 1 | 5000 | 4492.28 | 71872.84 | 0 | 0 | 0 | 0 | 6356.88 | 0 | 4064.828 | 0 | 0 | 0 | 2292.052
2022062715 | 2 | 0.90202 | 90202 | 0.10592 | 5507.84 | 0.74013 | 65871.57 | 1 | 5000 | 5507.84 | 65871.57 | 0 | 0 | 0 | 0 | 13822.59 | 0 | 0 | 0 | 0 | 0 | 13822.59
2022062716 | 2 | 0.89582 | 89582 | 0.14093 | 7328.36 | 0.67654 | 60212.06 | 1 | 5000 | 7328.36 | 60212.06 | 0 | 0 | 0 | 0 | 17041.58 | 0 | 0 | 0 | 0 | 0 | 17041.58
2022062717 | 2 | 0.87923 | 87923 | 0.17553 | 9127.56 | 0.63329 | 56362.81 | 1 | 5000 | 9127.56 | 56362.81 | 0 | 0 | 0 | 0 | 17432.63 | 0 | 0 | 0 | 0 | 0 | 17432.63
2022062718 | 2 | 0.8579 | 85790 | 0.23164 | 12045.28 | 0.57657 | 51314.73 | 1 | 5000 | 12045.28 | 51314.73 | 0 | 0 | 0 | 0 | 17429.99 | 0 | 0 | 0 | 0 | 0 | 17429.99
2022062719 | 2 | 0.82928 | 82928 | 0.28158 | 14642.16 | 0.45996 | 40936.44 | 1 | 5000 | 14642.16 | 40936.44 | 0 | 0 | 0 | 0 | 22349.4 | 0 | 0 | 0 | 0 | 0 | 22349.4
2022062720 | 2 | 0.79552 | 79552 | 0.30993 | 16116.36 | 0.23605 | 21008.45 | 1 | 5000 | 16116.36 | 21008.45 | 0 | 0 | 0 | 0 | 37427.19 | 0 | 0 | 0 | 0 | 0 | 37427.19
2022062721 | 2 | 0.76807 | 76807 | 0.30999 | 16119.48 | 0.03165 | 2816.85 | 1 | 5000 | 16119.48 | 2816.85 | 0 | 0 | 0 | 0 | 52870.67 | 0 | 0 | 0 | 0 | 0 | 52870.67
2022062722 | 2 | 0.74171 | 74171 | 0.29253 | 15211.56 | 0 | 0 | 1 | 5000 | 15211.56 | 0 | 0 | 0 | 0 | 0 | 53959.44 | 0 | 0 | 0 | 0 | 0 | 53959.44
2022062723 | 2 | 0.69659 | 69659 | 0.29966 | 15582.32 | 0 | 0 | 1 | 5000 | 15582.32 | 0 | 0 | 0 | 0 | 0 | 49076.68 | 0 | 0 | 0 | 0 | 0 | 49076.68
2022062724 | 2 | 0.64892 | 64892 | 0.25828 | 13430.56 | 0 | 0 | 1 | 5000 | 13430.56 | 0 | 0 | 0 | 0 | 0 | 46461.44 | 0 | 0 | 0 | 0 | 0 | 46461.44
2022062801 | 3 | 0.60889 | 60889 | 0.21778 | 11324.56 | 0 | 0 | 1 | 5000 | 11324.56 | 0 | 0 | 0 | 0 | 0 | 44564.44 | 0 | 0 | 0 | 0 | 0 | 44564.44
2022062802 | 3 | 0.57728 | 57728 | 0.18502 | 9621.04 | 0 | 0 | 1 | 5000 | 9621.04 | 0 | 0 | 0 | 0 | 0 | 43106.96 | 0 | 0 | 0 | 0 | 0 | 43106.96
2022062803 | 3 | 0.55947 | 55947 | 0.16333 | 8493.16 | 0 | 0 | 1 | 5000 | 8493.16 | 0 | 0 | 0 | 0 | 0 | 42453.84 | 0 | 0 | 0 | 0 | 0 | 42453.84
2022062804 | 3 | 0.54436 | 54436 | 0.1287 | 6692.4 | 0 | 0 | 1 | 5000 | 6692.4 | 0 | 0 | 0 | 0 | 0 | 42743.6 | 0 | 0 | 0 | 0 | 0 | 42743.6
2022062805 | 3 | 0.54095 | 54095 | 0.1022 | 5314.4 | 0 | 0 | 1 | 5000 | 5314.4 | 0 | 0 | 0 | 0 | 0 | 43780.6 | 0 | 0 | 0 | 0 | 0 | 43780.6
2022062806 | 3 | 0.55083 | 55083 | 0.08772 | 4561.44 | 0 | 0 | 1 | 5000 | 4561.44 | 0 | 0 | 0 | 0 | 0 | 45521.56 | 0 | 0 | 0 | 0 | 0 | 45521.56
2022062807 | 3 | 0.56532 | 56532 | 0.09 | 4680 | 0.00407 | 362.23 | 1 | 5000 | 4680 | 362.23 | 0 | 0 | 0 | 0 | 46489.77 | 0 | 0 | 0 | 0 | 0 | 46489.77
2022062808 | 3 | 0.58038 | 58038 | 0.09155 | 4760.6 | 0.13977 | 12439.53 | 1 | 5000 | 4760.6 | 12439.53 | 0 | 0 | 0 | 0 | 35837.87 | 0 | 0 | 0 | 0 | 0 | 35837.87
2022062809 | 3 | 0.60578 | 60578 | 0.0782 | 4066.4 | 0.46617 | 41489.13 | 1 | 5000 | 4066.4 | 41489.13 | 0 | 0 | 0 | 0 | 10022.47 | 0 | 0 | 0 | 0 | 0 | 10022.47
2022062810 | 3 | 0.63992 | 63992 | 0.07048 | 3664.96 | 0.66456 | 59145.84 | 1 | 5000 | 3664.96 | 55327.04 | 0 | 0 | 3818.8 | 3818.8 | 0 | 3245.98 | 0 | 0 | 0 | 3245.98 | 0
2022062811 | 3 | 0.6807 | 68070 | 0.05625 | 2925 | 0.75683 | 67357.87 | 1 | 5000 | 2925 | 60145 | 0 | 0 | 7212.87 | 7212.87 | 0 | 9376.9195 | 0 | 0 | 0 | 6130.9395 | 0
2022062812 | 3 | 0.7224 | 72240 | 0.05195 | 2701.4 | 0.76237 | 67850.93 | 1 | 5000 | 2701.4 | 64538.6 | 0 | 0 | 3312.33 | 3312.33 | 0 | 12192.4 | 0 | 0 | 0 | 2815.4805 | 0
2022062813 | 3 | 0.76371 | 76371 | 0.05806 | 3019.12 | 0.74336 | 66159.04 | 1 | 5000 | 3019.12 | 66159.04 | 0 | 0 | 0 | 0 | 2192.84 | 9999.56 | 2192.84 | 0 | 0 | 0 | 0
2022062814 | 3 | 0.79633 | 79633 | 0.0802 | 4170.4 | 0.72071 | 64143.19 | 1 | 5000 | 4170.4 | 64143.19 | 0 | 0 | 0 | 0 | 6319.41 | 3680.15 | 6319.41 | 0 | 0 | 0 | 0
2022062815 | 3 | 0.82061 | 82061 | 0.11907 | 6191.64 | 0.68949 | 61364.61 | 1 | 5000 | 6191.64 | 61364.61 | 0 | 0 | 0 | 0 | 9504.75 | 0 | 3680.15 | 0 | 0 | 0 | 5824.6
2022062816 | 3 | 0.83115 | 83115 | 0.15904 | 8270.08 | 0.66399 | 59095.11 | 1 | 5000 | 8270.08 | 59095.11 | 0 | 0 | 0 | 0 | 10749.81 | 0 | 0 | 0 | 0 | 0 | 10749.81
2022062817 | 3 | 0.8343 | 83430 | 0.18352 | 9543.04 | 0.66065 | 58797.85 | 1 | 5000 | 9543.04 | 58797.85 | 0 | 0 | 0 | 0 | 10089.11 | 0 | 0 | 0 | 0 | 0 | 10089.11
2022062818 | 3 | 0.82515 | 82515 | 0.23499 | 12219.48 | 0.53388 | 47515.32 | 1 | 5000 | 12219.48 | 47515.32 | 0 | 0 | 0 | 0 | 17780.2 | 0 | 0 | 0 | 0 | 0 | 17780.2
2022062819 | 3 | 0.80866 | 80866 | 0.2667 | 13868.4 | 0.42578 | 37894.42 | 1 | 5000 | 13868.4 | 37894.42 | 0 | 0 | 0 | 0 | 24103.18 | 0 | 0 | 0 | 0 | 0 | 24103.18
2022062820 | 3 | 0.78102 | 78102 | 0.2792 | 14518.4 | 0.21693 | 19306.77 | 1 | 5000 | 14518.4 | 19306.77 | 0 | 0 | 0 | 0 | 39276.83 | 0 | 0 | 0 | 0 | 0 | 39276.83
2022062821 | 3 | 0.74696 | 74696 | 0.26213 | 13630.76 | 0.01978 | 1760.42 | 1 | 5000 | 13630.76 | 1760.42 | 0 | 0 | 0 | 0 | 54304.82 | 0 | 0 | 0 | 0 | 0 | 54304.82
2022062822 | 3 | 0.72103 | 72103 | 0.25873 | 13453.96 | 0 | 0 | 1 | 5000 | 13453.96 | 0 | 0 | 0 | 0 | 0 | 53649.04 | 0 | 0 | 0 | 0 | 0 | 53649.04
2022062823 | 3 | 0.67554 | 67554 | 0.23867 | 12410.84 | 0 | 0 | 1 | 5000 | 12410.84 | 0 | 0 | 0 | 0 | 0 | 50143.16 | 0 | 0 | 0 | 0 | 0 | 50143.16
2022062824 | 3 | 0.62648 | 62648 | 0.20628 | 10726.56 | 0 | 0 | 1 | 5000 | 10726.56 | 0 | 0 | 0 | 0 | 0 | 46921.44 | 0 | 0 | 0 | 0 | 0 | 46921.44
2022062901 | 4 | 0.58553 | 58553 | 0.16331 | 8492.12 | 0 | 0 | 1 | 5000 | 8492.12 | 0 | 0 | 0 | 0 | 0 | 45060.88 | 0 | 0 | 0 | 0 | 0 | 45060.88
2022062902 | 4 | 0.55572 | 55572 | 0.12577 | 6540.04 | 0 | 0 | 1 | 5000 | 6540.04 | 0 | 0 | 0 | 0 | 0 | 44031.96 | 0 | 0 | 0 | 0 | 0 | 44031.96
2022062903 | 4 | 0.53355 | 53355 | 0.10552 | 5487.04 | 0 | 0 | 1 | 5000 | 5487.04 | 0 | 0 | 0 | 0 | 0 | 42867.96 | 0 | 0 | 0 | 0 | 0 | 42867.96
2022062904 | 4 | 0.52008 | 52008 | 0.09865 | 5129.8 | 0 | 0 | 1 | 5000 | 5129.8 | 0 | 0 | 0 | 0 | 0 | 41878.2 | 0 | 0 | 0 | 0 | 0 | 41878.2
2022062905 | 4 | 0.5175 | 51750 | 0.09118 | 4741.36 | 0 | 0 | 1 | 5000 | 4741.36 | 0 | 0 | 0 | 0 | 0 | 42008.64 | 0 | 0 | 0 | 0 | 0 | 42008.64
2022062906 | 4 | 0.52703 | 52703 | 0.08448 | 4392.96 | 0 | 0 | 1 | 5000 | 4392.96 | 0 | 0 | 0 | 0 | 0 | 43310.04 | 0 | 0 | 0 | 0 | 0 | 43310.04
2022062907 | 4 | 0.54248 | 54248 | 0.08124 | 4224.48 | 0.00411 | 365.79 | 1 | 5000 | 4224.48 | 365.79 | 0 | 0 | 0 | 0 | 44657.73 | 0 | 0 | 0 | 0 | 0 | 44657.73
2022062908 | 4 | 0.5558 | 55580 | 0.07772 | 4041.44 | 0.12791 | 11383.99 | 1 | 5000 | 4041.44 | 11383.99 | 0 | 0 | 0 | 0 | 35154.57 | 0 | 0 | 0 | 0 | 0 | 35154.57
2022062909 | 4 | 0.58452 | 58452 | 0.05031 | 2616.12 | 0.47068 | 41890.52 | 1 | 5000 | 2616.12 | 41890.52 | 0 | 0 | 0 | 0 | 8945.36 | 0 | 0 | 0 | 0 | 0 | 8945.36
2022062910 | 4 | 0.62924 | 62924 | 0.05201 | 2704.52 | 0.65005 | 57854.45 | 1 | 5000 | 2704.52 | 55219.48 | 0 | 0 | 2634.97 | 2634.97 | 0 | 2239.7245 | 0 | 0 | 0 | 2239.7245 | 0
2022062911 | 4 | 0.6775 | 67750 | 0.06218 | 3233.36 | 0.72216 | 64272.24 | 1 | 5000 | 3233.36 | 59516.64 | 0 | 0 | 4755.6 | 4755.6 | 0 | 6281.9845 | 0 | 0 | 0 | 4042.26 | 0
2022062912 | 4 | 0.72716 | 72716 | 0.05401 | 2808.52 | 0.77458 | 68937.62 | 1 | 5000 | 2808.52 | 64907.48 | 0 | 0 | 4030.14 | 4030.14 | 0 | 9707.6035 | 0 | 0 | 0 | 3425.619 | 0
2022062913 | 4 | 0.77326 | 77326 | 0.05685 | 2956.2 | 0.78411 | 69785.79 | 1 | 5000 | 2956.2 | 69369.8 | 0 | 0 | 415.99 | 415.99 | 0 | 10061.195 | 0 | 0 | 0 | 353.5915 | 0
2022062914 | 4 | 0.81492 | 81492 | 0.07577 | 3940.04 | 0.76985 | 68516.65 | 1 | 5000 | 3940.04 | 68516.65 | 0 | 0 | 0 | 0 | 4035.31 | 6025.885 | 4035.31 | 0 | 0 | 0 | 0
2022062915 | 4 | 0.84525 | 84525 | 0.0989 | 5142.8 | 0.75568 | 67255.52 | 1 | 5000 | 5142.8 | 67255.52 | 0 | 0 | 0 | 0 | 7126.68 | 0 | 6025.885 | 0 | 0 | 0 | 1100.795
2022062916 | 4 | 0.86621 | 86621 | 0.12782 | 6646.64 | 0.72282 | 64330.98 | 1 | 5000 | 6646.64 | 64330.98 | 0 | 0 | 0 | 0 | 10643.38 | 0 | 0 | 0 | 0 | 0 | 10643.38
2022062917 | 4 | 0.87756 | 87756 | 0.14665 | 7625.8 | 0.71786 | 63889.54 | 1 | 5000 | 7625.8 | 63889.54 | 0 | 0 | 0 | 0 | 11240.66 | 0 | 0 | 0 | 0 | 0 | 11240.66
2022062918 | 4 | 0.87605 | 87605 | 0.14615 | 7599.8 | 0.70058 | 62351.62 | 1 | 5000 | 7599.8 | 62351.62 | 0 | 0 | 0 | 0 | 12653.58 | 0 | 0 | 0 | 0 | 0 | 12653.58
2022062919 | 4 | 0.85928 | 85928 | 0.14638 | 7611.76 | 0.57742 | 51390.38 | 1 | 5000 | 7611.76 | 51390.38 | 0 | 0 | 0 | 0 | 21925.86 | 0 | 0 | 0 | 0 | 0 | 21925.86
2022062920 | 4 | 0.83069 | 83069 | 0.16819 | 8745.88 | 0.32133 | 28598.37 | 1 | 5000 | 8745.88 | 28598.37 | 0 | 0 | 0 | 0 | 40724.75 | 0 | 0 | 0 | 0 | 0 | 40724.75
2022062921 | 4 | 0.79465 | 79465 | 0.18622 | 9683.44 | 0.04596 | 4090.44 | 1 | 5000 | 9683.44 | 4090.44 | 0 | 0 | 0 | 0 | 60691.12 | 0 | 0 | 0 | 0 | 0 | 60691.12
2022062922 | 4 | 0.76542 | 76542 | 0.25627 | 13326.04 | 0 | 0 | 1 | 5000 | 13326.04 | 0 | 0 | 0 | 0 | 0 | 58215.96 | 0 | 0 | 0 | 0 | 0 | 58215.96
2022062923 | 4 | 0.71744 | 71744 | 0.33199 | 17263.48 | 0 | 0 | 1 | 5000 | 17263.48 | 0 | 0 | 0 | 0 | 0 | 49480.52 | 0 | 0 | 0 | 0 | 0 | 49480.52
2022062924 | 4 | 0.66681 | 66681 | 0.37553 | 19527.56 | 0 | 0 | 1 | 5000 | 19527.56 | 0 | 0 | 0 | 0 | 0 | 42153.44 | 0 | 0 | 0 | 0 | 0 | 42153.44
2022063001 | 5 | 0.62141 | 62141 | 0.38326 | 19929.52 | 0 | 0 | 1 | 5000 | 19929.52 | 0 | 0 | 0 | 0 | 0 | 37211.48 | 0 | 0 | 0 | 0 | 0 | 37211.48
2022063002 | 5 | 0.58678 | 58678 | 0.39414 | 20495.28 | 0 | 0 | 1 | 5000 | 20495.28 | 0 | 0 | 0 | 0 | 0 | 33182.72 | 0 | 0 | 0 | 0 | 0 | 33182.72
2022063003 | 5 | 0.56481 | 56481 | 0.4011 | 20857.2 | 0 | 0 | 1 | 5000 | 20857.2 | 0 | 0 | 0 | 0 | 0 | 30623.8 | 0 | 0 | 0 | 0 | 0 | 30623.8
2022063004 | 5 | 0.54607 | 54607 | 0.3847 | 20004.4 | 0 | 0 | 1 | 5000 | 20004.4 | 0 | 0 | 0 | 0 | 0 | 29602.6 | 0 | 0 | 0 | 0 | 0 | 29602.6
2022063005 | 5 | 0.53996 | 53996 | 0.37143 | 19314.36 | 0 | 0 | 1 | 5000 | 19314.36 | 0 | 0 | 0 | 0 | 0 | 29681.64 | 0 | 0 | 0 | 0 | 0 | 29681.64
2022063006 | 5 | 0.54633 | 54633 | 0.37552 | 19527.04 | 0 | 0 | 1 | 5000 | 19527.04 | 0 | 0 | 0 | 0 | 0 | 30105.96 | 0 | 0 | 0 | 0 | 0 | 30105.96
2022063007 | 5 | 0.55722 | 55722 | 0.36842 | 19157.84 | 0.00391 | 347.99 | 1 | 5000 | 19157.84 | 347.99 | 0 | 0 | 0 | 0 | 31216.17 | 0 | 0 | 0 | 0 | 0 | 31216.17
2022063008 | 5 | 0.5756 | 57560 | 0.3221 | 16749.2 | 0.17365 | 15454.85 | 1 | 5000 | 16749.2 | 15454.85 | 0 | 0 | 0 | 0 | 20355.95 | 0 | 0 | 0 | 0 | 0 | 20355.95
2022063009 | 5 | 0.6114 | 61140 | 0.21787 | 11329.24 | 0.56603 | 50376.67 | 1 | 5000 | 11329.24 | 44810.76 | 0 | 0 | 5565.91 | 5565.91 | 0 | 4731.0235 | 0 | 0 | 0 | 4731.0235 | 0
2022063010 | 5 | 0.6574 | 65740 | 0.22743 | 11826.36 | 0.70272 | 62542.08 | 1 | 5000 | 11826.36 | 48913.64 | 0 | 0 | 13628.44 | 13628.44 | 0 | 16315.1975 | 0 | 0 | 0 | 11584.174 | 0
2022063011 | 5 | 0.7045 | 70450 | 0.21974 | 11426.48 | 0.74304 | 66130.56 | 1 | 5000 | 11426.48 | 54023.52 | 0 | 0 | 12107.04 | 12107.04 | 0 | 26606.1815 | 0 | 0 | 0 | 10290.984 | 0
2022063012 | 5 | 0.74573 | 74573 | 0.14957 | 7777.64 | 0.74266 | 66096.74 | 1 | 5000 | 7777.64 | 61795.36 | 0 | 0 | 4301.38 | 4301.38 | 0 | 30262.3545 | 0 | 0 | 0 | 3656.173 | 0
2022063013 | 5 | 0.78594 | 78594 | 0.06874 | 3574.48 | 0.71589 | 63714.21 | 1 | 5000 | 3574.48 | 63714.21 | 0 | 0 | 0 | 0 | 6305.31 | 23957.0445 | 6305.31 | 0 | 0 | 0 | 0
2022063014 | 5 | 0.81678 | 81678 | 0.05388 | 2801.76 | 0.72739 | 64737.71 | 1 | 5000 | 2801.76 | 64737.71 | 0 | 0 | 0 | 0 | 9138.53 | 14818.5145 | 9138.53 | 0 | 0 | 0 | 0
2022063015 | 5 | 0.84233 | 84233 | 0.07254 | 3772.08 | 0.70929 | 63126.81 | 1 | 5000 | 3772.08 | 63126.81 | 0 | 0 | 0 | 0 | 12334.11 | 2484.4045 | 12334.11 | 0 | 0 | 0 | 0
2022063016 | 5 | 0.8609 | 86090 | 0.09851 | 5122.52 | 0.68609 | 61062.01 | 1 | 5000 | 5122.52 | 61062.01 | 0 | 0 | 0 | 0 | 14905.47 | 0 | 2484.4045 | 0 | 0 | 0 | 12421.0655
2022063017 | 5 | 0.8734 | 87340 | 0.12128 | 6306.56 | 0.69857 | 62172.73 | 1 | 5000 | 6306.56 | 62172.73 | 0 | 0 | 0 | 0 | 13860.71 | 0 | 0 | 0 | 0 | 0 | 13860.71
2022063018 | 5 | 0.87179 | 87179 | 0.15296 | 7953.92 | 0.6416 | 57102.4 | 1 | 5000 | 7953.92 | 57102.4 | 0 | 0 | 0 | 0 | 17122.68 | 0 | 0 | 0 | 0 | 0 | 17122.68
2022063019 | 5 | 0.85663 | 85663 | 0.17746 | 9227.92 | 0.5738 | 51068.2 | 1 | 5000 | 9227.92 | 51068.2 | 0 | 0 | 0 | 0 | 20366.88 | 0 | 0 | 0 | 0 | 0 | 20366.88
2022063020 | 5 | 0.83351 | 83351 | 0.23738 | 12343.76 | 0.31473 | 28010.97 | 1 | 5000 | 12343.76 | 28010.97 | 0 | 0 | 0 | 0 | 37996.27 | 0 | 0 | 0 | 0 | 0 | 37996.27
2022063021 | 5 | 0.80754 | 80754 | 0.28777 | 14964.04 | 0.0473 | 4209.7 | 1 | 5000 | 14964.04 | 4209.7 | 0 | 0 | 0 | 0 | 56580.26 | 0 | 0 | 0 | 0 | 0 | 56580.26
2022063022 | 5 | 0.78596 | 78596 | 0.36674 | 19070.48 | 0.00249 | 221.61 | 1 | 5000 | 19070.48 | 221.61 | 0 | 0 | 0 | 0 | 54303.91 | 0 | 0 | 0 | 0 | 0 | 54303.91
2022063023 | 5 | 0.74577 | 74577 | 0.44702 | 23245.04 | 0.00115 | 102.35 | 1 | 5000 | 23245.04 | 102.35 | 0 | 0 | 0 | 0 | 46229.61 | 0 | 0 | 0 | 0 | 0 | 46229.61
2022063024 | 5 | 0.69869 | 69869 | 0.49255 | 25612.6 | 0 | 0 | 1 | 5000 | 25612.6 | 0 | 0 | 0 | 0 | 0 | 39256.4 | 0 | 0 | 0 | 0 | 0 | 39256.4
2022070101 | 6 | 0.65476 | 65476 | 0.50415 | 26215.8 | 0 | 0 | 1 | 5000 | 26215.8 | 0 | 0 | 0 | 0 | 0 | 34260.2 | 0 | 0 | 0 | 0 | 0 | 34260.2
2022070102 | 6 | 0.62047 | 62047 | 0.51688 | 26877.76 | 0 | 0 | 1 | 5000 | 26877.76 | 0 | 0 | 0 | 0 | 0 | 30169.24 | 0 | 0 | 0 | 0 | 0 | 30169.24
2022070103 | 6 | 0.5949 | 59490 | 0.50269 | 26139.88 | 0 | 0 | 1 | 5000 | 26139.88 | 0 | 0 | 0 | 0 | 0 | 28350.12 | 0 | 0 | 0 | 0 | 0 | 28350.12
2022070104 | 6 | 0.57765 | 57765 | 0.48146 | 25035.92 | 0 | 0 | 1 | 5000 | 25035.92 | 0 | 0 | 0 | 0 | 0 | 27729.08 | 0 | 0 | 0 | 0 | 0 | 27729.08
2022070105 | 6 | 0.56904 | 56904 | 0.44951 | 23374.52 | 0 | 0 | 1 | 5000 | 23374.52 | 0 | 0 | 0 | 0 | 0 | 28529.48 | 0 | 0 | 0 | 0 | 0 | 28529.48
2022070106 | 6 | 0.57409 | 57409 | 0.41023 | 21331.96 | 0 | 0 | 1 | 5000 | 21331.96 | 0 | 0 | 0 | 0 | 0 | 31077.04 | 0 | 0 | 0 | 0 | 0 | 31077.04
2022070107 | 6 | 0.57594 | 57594 | 0.36903 | 19189.56 | 0.00395 | 351.55 | 1 | 5000 | 19189.56 | 351.55 | 0 | 0 | 0 | 0 | 33052.89 | 0 | 0 | 0 | 0 | 0 | 33052.89
2022070108 | 6 | 0.58696 | 58696 | 0.31233 | 16241.16 | 0.17791 | 15833.99 | 1 | 5000 | 16241.16 | 15833.99 | 0 | 0 | 0 | 0 | 21620.85 | 0 | 0 | 0 | 0 | 0 | 21620.85
2022070109 | 6 | 0.61743 | 61743 | 0.26019 | 13529.88 | 0.51416 | 45760.24 | 1 | 5000 | 13529.88 | 43213.12 | 0 | 0 | 2547.12 | 2547.12 | 0 | 2165.052 | 0 | 0 | 0 | 2165.052 | 0
2022070110 | 6 | 0.65645 | 65645 | 0.27632 | 14368.64 | 0.64751 | 57628.39 | 1 | 5000 | 14368.64 | 46276.36 | 0 | 0 | 11352.03 | 11352.03 | 0 | 11814.2775 | 0 | 0 | 0 | 9649.2255 | 0
2022070111 | 6 | 0.70092 | 70092 | 0.2 | 10400 | 0.69743 | 62071.27 | 1 | 5000 | 10400 | 54692 | 0 | 0 | 7379.27 | 7379.27 | 0 | 18086.657 | 0 | 0 | 0 | 6272.3795 | 0
2022070112 | 6 | 0.74507 | 74507 | 0.11278 | 5864.56 | 0.7154 | 63670.6 | 1 | 5000 | 5864.56 | 63642.44 | 0 | 0 | 28.16 | 28.16 | 0 | 18110.593 | 0 | 0 | 0 | 23.936 | 0
2022070113 | 6 | 0.78553 | 78553 | 0.06541 | 3401.32 | 0.69835 | 62153.15 | 1 | 5000 | 3401.32 | 62153.15 | 0 | 0 | 0 | 0 | 7998.53 | 10112.063 | 7998.53 | 0 | 0 | 0 | 0
2022070114 | 6 | 0.82041 | 82041 | 0.06976 | 3627.52 | 0.68539 | 60999.71 | 1 | 5000 | 3627.52 | 60999.71 | 0 | 0 | 0 | 0 | 12413.77 | 0 | 10112.063 | 0 | 0 | 0 | 2301.707
2022070115 | 6 | 0.84612 | 84612 | 0.10181 | 5294.12 | 0.69423 | 61786.47 | 1 | 5000 | 5294.12 | 61786.47 | 0 | 0 | 0 | 0 | 12531.41 | 0 | 0 | 0 | 0 | 0 | 12531.41
2022070116 | 6 | 0.86349 | 86349 | 0.15585 | 8104.2 | 0.69314 | 61689.46 | 1 | 5000 | 8104.2 | 61689.46 | 0 | 0 | 0 | 0 | 11555.34 | 0 | 0 | 0 | 0 | 0 | 11555.34
2022070117 | 6 | 0.87807 | 87807 | 0.21169 | 11007.88 | 0.67155 | 59767.95 | 1 | 5000 | 11007.88 | 59767.95 | 0 | 0 | 0 | 0 | 12031.17 | 0 | 0 | 0 | 0 | 0 | 12031.17
2022070118 | 6 | 0.88291 | 88291 | 0.22724 | 11816.48 | 0.62427 | 55560.03 | 1 | 5000 | 11816.48 | 55560.03 | 0 | 0 | 0 | 0 | 15914.49 | 0 | 0 | 0 | 0 | 0 | 15914.49
2022070119 | 6 | 0.87101 | 87101 | 0.27997 | 14558.44 | 0.57688 | 51342.32 | 1 | 5000 | 14558.44 | 51342.32 | 0 | 0 | 0 | 0 | 16200.24 | 0 | 0 | 0 | 0 | 0 | 16200.24
2022070120 | 6 | 0.84695 | 84695 | 0.35975 | 18707 | 0.34503 | 30707.67 | 1 | 5000 | 18707 | 30707.67 | 0 | 0 | 0 | 0 | 30280.33 | 0 | 0 | 0 | 0 | 0 | 30280.33
2022070121 | 6 | 0.81584 | 81584 | 0.40775 | 21203 | 0.04942 | 4398.38 | 1 | 5000 | 21203 | 4398.38 | 0 | 0 | 0 | 0 | 50982.62 | 0 | 0 | 0 | 0 | 0 | 50982.62
2022070122 | 6 | 0.79021 | 79021 | 0.45173 | 23489.96 | 0 | 0 | 1 | 5000 | 23489.96 | 0 | 0 | 0 | 0 | 0 | 50531.04 | 0 | 0 | 0 | 0 | 0 | 50531.04
2022070123 | 6 | 0.74942 | 74942 | 0.50164 | 26085.28 | 0 | 0 | 1 | 5000 | 26085.28 | 0 | 0 | 0 | 0 | 0 | 43856.72 | 0 | 0 | 0 | 0 | 0 | 43856.72
2022070124 | 6 | 0.70637 | 70637 | 0.51551 | 26806.52 | 0 | 0 | 1 | 5000 | 26806.52 | 0 | 0 | 0 | 0 | 0 | 38830.48 | 0 | 0 | 0 | 0 | 0 | 38830.48
2022070201 | 7 | 0.66491 | 66491 | 0.51987 | 27033.24 | 0 | 0 | 1 | 5000 | 27033.24 | 0 | 0 | 0 | 0 | 0 | 34457.76 | 0 | 0 | 0 | 0 | 0 | 34457.76
2022070202 | 7 | 0.63286 | 63286 | 0.47943 | 24930.36 | 0 | 0 | 1 | 5000 | 24930.36 | 0 | 0 | 0 | 0 | 0 | 33355.64 | 0 | 0 | 0 | 0 | 0 | 33355.64
2022070203 | 7 | 0.60386 | 60386 | 0.44396 | 23085.92 | 0 | 0 | 1 | 5000 | 23085.92 | 0 | 0 | 0 | 0 | 0 | 32300.08 | 0 | 0 | 0 | 0 | 0 | 32300.08
2022070204 | 7 | 0.58237 | 58237 | 0.42659 | 22182.68 | 0 | 0 | 1 | 5000 | 22182.68 | 0 | 0 | 0 | 0 | 0 | 31054.32 | 0 | 0 | 0 | 0 | 0 | 31054.32
2022070205 | 7 | 0.56921 | 56921 | 0.38449 | 19993.48 | 0 | 0 | 1 | 5000 | 19993.48 | 0 | 0 | 0 | 0 | 0 | 31927.52 | 0 | 0 | 0 | 0 | 0 | 31927.52
2022070206 | 7 | 0.56299 | 56299 | 0.35066 | 18234.32 | 0 | 0 | 1 | 5000 | 18234.32 | 0 | 0 | 0 | 0 | 0 | 33064.68 | 0 | 0 | 0 | 0 | 0 | 33064.68
2022070207 | 7 | 0.55883 | 55883 | 0.31509 | 16384.68 | 0.00418 | 372.02 | 1 | 5000 | 16384.68 | 372.02 | 0 | 0 | 0 | 0 | 34126.3 | 0 | 0 | 0 | 0 | 0 | 34126.3
2022070208 | 7 | 0.56868 | 56868 | 0.25513 | 13266.76 | 0.18295 | 16282.55 | 1 | 5000 | 13266.76 | 16282.55 | 0 | 0 | 0 | 0 | 22318.69 | 0 | 0 | 0 | 0 | 0 | 22318.69
2022070209 | 7 | 0.61017 | 61017 | 0.2125 | 11050 | 0.5795 | 51575.5 | 1 | 5000 | 11050 | 44967 | 0 | 0 | 6608.5 | 6608.5 | 0 | 5617.225 | 0 | 0 | 0 | 5617.225 | 0
2022070210 | 7 | 0.66423 | 66423 | 0.23039 | 11980.28 | 0.72292 | 64339.88 | 1 | 5000 | 11980.28 | 49442.72 | 0 | 0 | 14897.16 | 14897.16 | 0 | 18279.811 | 0 | 0 | 0 | 12662.586 | 0
2022070211 | 7 | 0.72004 | 72004 | 0.20035 | 10418.2 | 0.77985 | 69406.65 | 1 | 5000 | 10418.2 | 56585.8 | 0 | 0 | 12820.85 | 12820.85 | 0 | 29177.5335 | 0 | 0 | 0 | 10897.7225 | 0
2022070212 | 7 | 0.77062 | 77062 | 0.16172 | 8409.44 | 0.74773 | 66547.97 | 1 | 5000 | 8409.44 | 63652.56 | 0 | 0 | 2895.41 | 2895.41 | 0 | 31638.632 | 0 | 0 | 0 | 2461.0985 | 0
2022070213 | 7 | 0.81154 | 81154 | 0.14155 | 7360.6 | 0.7233 | 64373.7 | 1 | 5000 | 7360.6 | 64373.7 | 0 | 0 | 0 | 0 | 4419.7 | 27218.932 | 4419.7 | 0 | 0 | 0 | 0
2022070214 | 7 | 0.83944 | 83944 | 0.14412 | 7494.24 | 0.70918 | 63117.02 | 1 | 5000 | 7494.24 | 63117.02 | 0 | 0 | 0 | 0 | 8332.74 | 18886.192 | 8332.74 | 0 | 0 | 0 | 0
2022070215 | 7 | 0.86059 | 86059 | 0.1744 | 9068.8 | 0.65983 | 58724.87 | 1 | 5000 | 9068.8 | 58724.87 | 0 | 0 | 0 | 0 | 13265.33 | 5620.862 | 13265.33 | 0 | 0 | 0 | 0
2022070216 | 7 | 0.87927 | 87927 | 0.2376 | 12355.2 | 0.66104 | 58832.56 | 1 | 5000 | 12355.2 | 58832.56 | 0 | 0 | 0 | 0 | 11739.24 | 0 | 5620.862 | 0 | 0 | 0 | 6118.378
2022070217 | 7 | 0.89218 | 89218 | 0.29942 | 15569.84 | 0.62115 | 55282.35 | 1 | 5000 | 15569.84 | 55282.35 | 0 | 0 | 0 | 0 | 13365.81 | 0 | 0 | 0 | 0 | 0 | 13365.81
2022070218 | 7 | 0.89476 | 89476 | 0.35644 | 18534.88 | 0.62428 | 55560.92 | 1 | 5000 | 18534.88 | 55560.92 | 0 | 0 | 0 | 0 | 10380.2 | 0 | 0 | 0 | 0 | 0 | 10380.2
2022070219 | 7 | 0.88144 | 88144 | 0.38347 | 19940.44 | 0.56295 | 50102.55 | 1 | 5000 | 19940.44 | 50102.55 | 0 | 0 | 0 | 0 | 13101.01 | 0 | 0 | 0 | 0 | 0 | 13101.01
2022070220 | 7 | 0.85382 | 85382 | 0.41607 | 21635.64 | 0.33207 | 29554.23 | 1 | 5000 | 21635.64 | 29554.23 | 0 | 0 | 0 | 0 | 29192.13 | 0 | 0 | 0 | 0 | 0 | 29192.13
2022070221 | 7 | 0.81996 | 81996 | 0.44569 | 23175.88 | 0.05044 | 4489.16 | 1 | 5000 | 23175.88 | 4489.16 | 0 | 0 | 0 | 0 | 49330.96 | 0 | 0 | 0 | 0 | 0 | 49330.96
2022070222 | 7 | 0.79405 | 79405 | 0.43638 | 22691.76 | 0 | 0 | 1 | 5000 | 22691.76 | 0 | 0 | 0 | 0 | 0 | 51713.24 | 0 | 0 | 0 | 0 | 0 | 51713.24
2022070223 | 7 | 0.75657 | 75657 | 0.41284 | 21467.68 | 0 | 0 | 1 | 5000 | 21467.68 | 0 | 0 | 0 | 0 | 0 | 49189.32 | 0 | 0 | 0 | 0 | 0 | 49189.32
2022070224 | 7 | 0.7137 | 71370 | 0.4024 | 20924.8 | 0 | 0 | 1 | 5000 | 20924.8 | 0 | 0 | 0 | 0 | 0 | 45445.2 | 0 | 0 | 0 | 0 | 0 | 45445.2
2022070301 | 1 | 0.6725 | 67250 | 0.39104 | 20334.08 | 0 | 0 | 1 | 5000 | 20334.08 | 0 | 0 | 0 | 0 | 0 | 41915.92 | 0 | 0 | 0 | 0 | 0 | 41915.92
2022070302 | 1 | 0.63894 | 63894 | 0.37113 | 19298.76 | 0 | 0 | 1 | 5000 | 19298.76 | 0 | 0 | 0 | 0 | 0 | 39595.24 | 0 | 0 | 0 | 0 | 0 | 39595.24
2022070303 | 1 | 0.61034 | 61034 | 0.36489 | 18974.28 | 0 | 0 | 1 | 5000 | 18974.28 | 0 | 0 | 0 | 0 | 0 | 37059.72 | 0 | 0 | 0 | 0 | 0 | 37059.72
2022070304 | 1 | 0.58947 | 58947 | 0.33838 | 17595.76 | 0 | 0 | 1 | 5000 | 17595.76 | 0 | 0 | 0 | 0 | 0 | 36351.24 | 0 | 0 | 0 | 0 | 0 | 36351.24
2022070305 | 1 | 0.5742 | 57420 | 0.31241 | 16245.32 | 0 | 0 | 1 | 5000 | 16245.32 | 0 | 0 | 0 | 0 | 0 | 36174.68 | 0 | 0 | 0 | 0 | 0 | 36174.68
2022070306 | 1 | 0.56723 | 56723 | 0.32146 | 16715.92 | 0 | 0 | 1 | 5000 | 16715.92 | 0 | 0 | 0 | 0 | 0 | 35007.08 | 0 | 0 | 0 | 0 | 0 | 35007.08
2022070307 | 1 | 0.5604 | 56040 | 0.30659 | 15942.68 | 0.00369 | 328.41 | 1 | 5000 | 15942.68 | 328.41 | 0 | 0 | 0 | 0 | 34768.91 | 0 | 0 | 0 | 0 | 0 | 34768.91
2022070308 | 1 | 0.5703 | 57030 | 0.28799 | 14975.48 | 0.16555 | 14733.95 | 1 | 5000 | 14975.48 | 14733.95 | 0 | 0 | 0 | 0 | 22320.57 | 0 | 0 | 0 | 0 | 0 | 22320.57
2022070309 | 1 | 0.61066 | 61066 | 0.27735 | 14422.2 | 0.54025 | 48082.25 | 1 | 5000 | 14422.2 | 41643.8 | 0 | 0 | 6438.45 | 6438.45 | 0 | 5472.6825 | 0 | 0 | 0 | 5472.6825 | 0
2022070310 | 1 | 0.66477 | 66477 | 0.31375 | 16315 | 0.69238 | 61621.82 | 1 | 5000 | 16315 | 45162 | 0 | 0 | 16459.82 | 16459.82 | 0 | 19463.5295 | 0 | 0 | 0 | 13990.847 | 0
2022070311 | 1 | 0.71684 | 71684 | 0.28317 | 14724.84 | 0.74938 | 66694.82 | 1 | 5000 | 14724.84 | 51959.16 | 0 | 0 | 14735.66 | 14735.66 | 0 | 31988.8405 | 0 | 0 | 0 | 12525.311 | 0
2022070312 | 1 | 0.76958 | 76958 | 0.26982 | 14030.64 | 0.77014 | 68542.46 | 1 | 5000 | 14030.64 | 57927.36 | 0 | 0 | 10615.1 | 10615.1 | 0 | 41011.6755 | 0 | 0 | 0 | 9022.835 | 0
2022070313 | 1 | 0.81554 | 81554 | 0.29894 | 15544.88 | 0.77511 | 68984.79 | 1 | 5000 | 15544.88 | 61009.12 | 0 | 0 | 7975.67 | 7975.67 | 0 | 47790.995 | 0 | 0 | 0 | 6779.3195 | 0
2022070314 | 1 | 0.85243 | 85243 | 0.33551 | 17446.52 | 0.73067 | 65029.63 | 1 | 5000 | 17446.52 | 62796.48 | 0 | 0 | 2233.15 | 2233.15 | 0 | 49689.1725 | 0 | 0 | 0 | 1898.1775 | 0
2022070315 | 1 | 0.88014 | 88014 | 0.38457 | 19997.64 | 0.72347 | 64388.83 | 1 | 5000 | 19997.64 | 63016.36 | 0 | 0 | 1372.47 | 1372.47 | 0 | 50855.772 | 0 | 0 | 0 | 1166.5995 | 0
2022070316 | 1 | 0.89993 | 89993 | 0.43088 | 22405.76 | 0.67512 | 60085.68 | 1 | 5000 | 22405.76 | 60085.68 | 0 | 0 | 0 | 0 | 2501.56 | 48354.212 | 2501.56 | 0 | 0 | 0 | 0
2022070317 | 1 | 0.90634 | 90634 | 0.46265 | 24057.8 | 0.63889 | 56861.21 | 1 | 5000 | 24057.8 | 56861.21 | 0 | 0 | 0 | 0 | 4714.99 | 43639.222 | 4714.99 | 0 | 0 | 0 | 0
2022070318 | 1 | 0.9062 | 90620 | 0.51728 | 26898.56 | 0.58205 | 51802.45 | 1 | 5000 | 26898.56 | 51802.45 | 0 | 0 | 0 | 0 | 6918.99 | 36720.232 | 6918.99 | 0 | 0 | 0 | 0
2022070319 | 1 | 0.89155 | 89155 | 0.54765 | 28477.8 | 0.47771 | 42516.19 | 1 | 5000 | 28477.8 | 42516.19 | 0 | 0 | 0 | 0 | 13161.01 | 23559.222 | 13161.01 | 0 | 0 | 0 | 0
2022070320 | 1 | 0.86134 | 86134 | 0.54148 | 28156.96 | 0.27697 | 24650.33 | 1 | 5000 | 28156.96 | 24650.33 | 0 | 0 | 0 | 0 | 28326.71 | 0 | 23559.222 | 0 | 0 | 0 | 4767.488
2022070321 | 1 | 0.82025 | 82025 | 0.52573 | 27337.96 | 0.04579 | 4075.31 | 1 | 5000 | 27337.96 | 4075.31 | 0 | 0 | 0 | 0 | 45611.73 | 0 | 0 | 0 | 0 | 0 | 45611.73
2022070322 | 1 | 0.78783 | 78783 | 0.4574 | 23784.8 | 0 | 0 | 1 | 5000 | 23784.8 | 0 | 0 | 0 | 0 | 0 | 49998.2 | 0 | 0 | 0 | 0 | 0 | 49998.2
2022070323 | 1 | 0.7474 | 74740 | 0.42099 | 21891.48 | 0 | 0 | 1 | 5000 | 21891.48 | 0 | 0 | 0 | 0 | 0 | 47848.52 | 0 | 0 | 0 | 0 | 0 | 47848.52
2022070324 | 1 | 0.70644 | 70644 | 0.39814 | 20703.28 | 0 | 0 | 1 | 5000 | 20703.28 | 0 | 0 | 0 | 0 | 0 | 44940.72 | 0 | 0 | 0 | 0 | 0 | 44940.72
2022070401 | 2 | 0.66602 | 66602 | 0.41031 | 21336.12 | 0 | 0 | 1 | 5000 | 21336.12 | 0 | 0 | 0 | 0 | 0 | 40265.88 | 0 | 0 | 0 | 0 | 0 | 40265.88
2022070402 | 2 | 0.63242 | 63242 | 0.4259 | 22146.8 | 0 | 0 | 1 | 5000 | 22146.8 | 0 | 0 | 0 | 0 | 0 | 36095.2 | 0 | 0 | 0 | 0 | 0 | 36095.2
2022070403 | 2 | 0.60905 | 60905 | 0.44508 | 23144.16 | 0 | 0 | 1 | 5000 | 23144.16 | 0 | 0 | 0 | 0 | 0 | 32760.84 | 0 | 0 | 0 | 0 | 0 | 32760.84
2022070404 | 2 | 0.59214 | 59214 | 0.4601 | 23925.2 | 0 | 0 | 1 | 5000 | 23925.2 | 0 | 0 | 0 | 0 | 0 | 30288.8 | 0 | 0 | 0 | 0 | 0 | 30288.8
2022070405 | 2 | 0.58278 | 58278 | 0.4715 | 24518 | 0 | 0 | 1 | 5000 | 24518 | 0 | 0 | 0 | 0 | 0 | 28760 | 0 | 0 | 0 | 0 | 0 | 28760
2022070406 | 2 | 0.57777 | 57777 | 0.46717 | 24292.84 | 0 | 0 | 1 | 5000 | 24292.84 | 0 | 0 | 0 | 0 | 0 | 28484.16 | 0 | 0 | 0 | 0 | 0 | 28484.16
2022070407 | 2 | 0.56933 | 56933 | 0.44718 | 23253.36 | 0.00392 | 348.88 | 1 | 5000 | 23253.36 | 348.88 | 0 | 0 | 0 | 0 | 28330.76 | 0 | 0 | 0 | 0 | 0 | 28330.76
2022070408 | 2 | 0.57522 | 57522 | 0.40271 | 20940.92 | 0.17231 | 15335.59 | 1 | 5000 | 20940.92 | 15335.59 | 0 | 0 | 0 | 0 | 16245.49 | 0 | 0 | 0 | 0 | 0 | 16245.49
2022070409 | 2 | 0.61514 | 61514 | 0.4116 | 21403.2 | 0.54636 | 48626.04 | 1 | 5000 | 21403.2 | 35110.8 | 0 | 0 | 13515.24 | 13515.24 | 0 | 11487.954 | 0 | 0 | 0 | 11487.954 | 0
2022070410 | 2 | 0.66982 | 66982 | 0.4852 | 25230.4 | 0.71714 | 63825.46 | 1 | 5000 | 25230.4 | 36751.6 | 0 | 0 | 27073.86 | 27073.86 | 0 | 34500.735 | 0 | 0 | 0 | 23012.781 | 0
2022070411 | 2 | 0.72472 | 72472 | 0.46773 | 24321.96 | 0.77393 | 68879.77 | 1 | 5000 | 24321.96 | 43150.04 | 0 | 0 | 25729.73 | 25729.73 | 0 | 56371.0055 | 0 | 0 | 0 | 21870.2705 | 0
2022070412 | 2 | 0.77777 | 77777 | 0.42975 | 22347 | 0.7795 | 69375.5 | 1 | 5000 | 22347 | 50430 | 0 | 0 | 18945.5 | 18945.5 | 0 | 72474.6805 | 0 | 0 | 0 | 16103.675 | 0
2022070413 | 2 | 0.8233 | 82330 | 0.40917 | 21276.84 | 0.7783 | 69268.7 | 1 | 5000 | 21276.84 | 56053.16 | 0 | 0 | 13215.54 | 13215.54 | 0 | 83707.8895 | 0 | 0 | 0 | 11233.209 | 0
2022070414 | 2 | 0.86155 | 86155 | 0.41251 | 21450.52 | 0.75314 | 67029.46 | 1 | 5000 | 21450.52 | 59704.48 | 0 | 0 | 7324.98 | 7324.98 | 0 | 89934.1225 | 0 | 0 | 0 | 6226.233 | 0
2022070415 | 2 | 0.88939 | 88939 | 0.41527 | 21594.04 | 0.70756 | 62972.84 | 1 | 5000 | 21594.04 | 62344.96 | 0 | 0 | 627.88 | 627.88 | 0 | 90467.8205 | 0 | 0 | 0 | 533.698 | 0
2022070416 | 2 | 0.91036 | 91036 | 0.42682 | 22194.64 | 0.69263 | 61644.07 | 1 | 5000 | 22194.64 | 61644.07 | 0 | 0 | 0 | 0 | 2197.29 | 88270.5305 | 2197.29 | 0 | 0 | 0 | 7.276e-12
2022070417 | 2 | 0.9247 | 92470 | 0.45855 | 23844.6 | 0.69429 | 61791.81 | 1 | 5000 | 23844.6 | 61791.81 | 0 | 0 | 0 | 0 | 1833.59 | 86436.9405 | 1833.59 | 0 | 0 | 0 | 0
2022070418 | 2 | 0.92904 | 92904 | 0.50176 | 26091.52 | 0.65271 | 58091.19 | 1 | 5000 | 26091.52 | 58091.19 | 0 | 0 | 0 | 0 | 3721.29 | 82715.6505 | 3721.29 | 0 | 0 | 0 | 0
2022070419 | 2 | 0.91511 | 91511 | 0.54474 | 28326.48 | 0.48793 | 43425.77 | 1 | 5000 | 28326.48 | 43425.77 | 0 | 0 | 0 | 0 | 14758.75 | 67956.9005 | 14758.75 | 0 | 0 | 0 | 0
2022070420 | 2 | 0.88514 | 88514 | 0.59739 | 31064.28 | 0.19321 | 17195.69 | 1 | 5000 | 31064.28 | 17195.69 | 0 | 0 | 0 | 0 | 35254.03 | 32702.8705 | 35254.03 | 0 | 0 | 0 | 0
2022070421 | 2 | 0.84449 | 84449 | 0.60237 | 31323.24 | 0.03194 | 2842.66 | 1 | 5000 | 31323.24 | 2842.66 | 0 | 0 | 0 | 0 | 45283.1 | 0 | 32702.8705 | 0 | 0 | 0 | 12580.2295
2022070422 | 2 | 0.80639 | 80639 | 0.57747 | 30028.44 | 0.0002 | 17.8 | 1 | 5000 | 30028.44 | 17.8 | 0 | 0 | 0 | 0 | 45592.76 | 0 | 0 | 0 | 0 | 0 | 45592.76
2022070423 | 2 | 0.76832 | 76832 | 0.58179 | 30253.08 | 0 | 0 | 1 | 5000 | 30253.08 | 0 | 0 | 0 | 0 | 0 | 41578.92 | 0 | 0 | 0 | 0 | 0 | 41578.92
2022070424 | 2 | 0.7269 | 72690 | 0.60397 | 31406.44 | 0 | 0 | 1 | 5000 | 31406.44 | 0 | 0 | 0 | 0 | 0 | 36283.56 | 0 | 0 | 0 | 0 | 0 | 36283.56
2022070501 | 3 | 0.68335 | 68335 | 0.61303 | 31877.56 | 0 | 0 | 1 | 5000 | 31877.56 | 0 | 0 | 0 | 0 | 0 | 31457.44 | 0 | 0 | 0 | 0 | 0 | 31457.44
2022070502 | 3 | 0.64645 | 64645 | 0.57126 | 29705.52 | 0 | 0 | 1 | 5000 | 29705.52 | 0 | 0 | 0 | 0 | 0 | 29939.48 | 0 | 0 | 0 | 0 | 0 | 29939.48
2022070503 | 3 | 0.61716 | 61716 | 0.53638 | 27891.76 | 0 | 0 | 1 | 5000 | 27891.76 | 0 | 0 | 0 | 0 | 0 | 28824.24 | 0 | 0 | 0 | 0 | 0 | 28824.24
2022070504 | 3 | 0.60325 | 60325 | 0.5285 | 27482 | 0 | 0 | 1 | 5000 | 27482 | 0 | 0 | 0 | 0 | 0 | 27843 | 0 | 0 | 0 | 0 | 0 | 27843
2022070505 | 3 | 0.59483 | 59483 | 0.53087 | 27605.24 | 0 | 0 | 1 | 5000 | 27605.24 | 0 | 0 | 0 | 0 | 0 | 26877.76 | 0 | 0 | 0 | 0 | 0 | 26877.76
2022070506 | 3 | 0.60256 | 60256 | 0.5197 | 27024.4 | 0 | 0 | 1 | 5000 | 27024.4 | 0 | 0 | 0 | 0 | 0 | 28231.6 | 0 | 0 | 0 | 0 | 0 | 28231.6
2022070507 | 3 | 0.61171 | 61171 | 0.52152 | 27119.04 | 0.00384 | 341.76 | 1 | 5000 | 27119.04 | 341.76 | 0 | 0 | 0 | 0 | 28710.2 | 0 | 0 | 0 | 0 | 0 | 28710.2
2022070508 | 3 | 0.62922 | 62922 | 0.48407 | 25171.64 | 0.16011 | 14249.79 | 1 | 5000 | 25171.64 | 14249.79 | 0 | 0 | 0 | 0 | 18500.57 | 0 | 0 | 0 | 0 | 0 | 18500.57
2022070509 | 3 | 0.66951 | 66951 | 0.50557 | 26289.64 | 0.46078 | 41009.42 | 1 | 5000 | 26289.64 | 35661.36 | 0 | 0 | 5348.06 | 5348.06 | 0 | 4545.851 | 0 | 0 | 0 | 4545.851 | 0
2022070510 | 3 | 0.71808 | 71808 | 0.55598 | 28910.96 | 0.58569 | 52126.41 | 1 | 5000 | 28910.96 | 37897.04 | 0 | 0 | 14229.37 | 14229.37 | 0 | 16640.8155 | 0 | 0 | 0 | 12094.9645 | 0
2022070511 | 3 | 0.76903 | 76903 | 0.50663 | 26344.76 | 0.67767 | 60312.63 | 1 | 5000 | 26344.76 | 45558.24 | 0 | 0 | 14754.39 | 14754.39 | 0 | 29182.047 | 0 | 0 | 0 | 12541.2315 | 0
2022070512 | 3 | 0.81994 | 81994 | 0.4233 | 22011.6 | 0.7578 | 67444.2 | 1 | 5000 | 22011.6 | 54982.4 | 0 | 0 | 12461.8 | 12461.8 | 0 | 39774.577 | 0 | 0 | 0 | 10592.53 | 0
2022070513 | 3 | 0.86382 | 86382 | 0.35037 | 18219.24 | 0.75506 | 67200.34 | 1 | 5000 | 18219.24 | 63162.76 | 0 | 0 | 4037.58 | 4037.58 | 0 | 43206.52 | 0 | 0 | 0 | 3431.943 | 0
2022070514 | 3 | 0.90618 | 90618 | 0.31601 | 16432.52 | 0.76369 | 67968.41 | 1 | 5000 | 16432.52 | 67968.41 | 0 | 0 | 0 | 0 | 1217.07 | 41989.45 | 1217.07 | 0 | 0 | 0 | 0
2022070515 | 3 | 0.93618 | 93618 | 0.32092 | 16687.84 | 0.77218 | 68724.02 | 1 | 5000 | 16687.84 | 68724.02 | 0 | 0 | 0 | 0 | 3206.14 | 38783.31 | 3206.14 | 0 | 0 | 0 | 0
2022070516 | 3 | 0.9572 | 95720 | 0.35538 | 18479.76 | 0.72058 | 64131.62 | 1 | 5000 | 18479.76 | 64131.62 | 0 | 0 | 0 | 0 | 8108.62 | 30674.69 | 8108.62 | 0 | 0 | 0 | 0
2022070517 | 3 | 0.97053 | 97053 | 0.38648 | 20096.96 | 0.67321 | 59915.69 | 1 | 5000 | 20096.96 | 59915.69 | 0 | 0 | 0 | 0 | 12040.35 | 18634.34 | 12040.35 | 0 | 0 | 0 | 0
2022070518 | 3 | 0.96737 | 96737 | 0.4083 | 21231.6 | 0.53431 | 47553.59 | 1 | 5000 | 21231.6 | 47553.59 | 0 | 0 | 0 | 0 | 22951.81 | 0 | 18634.34 | 0 | 0 | 0 | 4317.47
2022070519 | 3 | 0.95251 | 95251 | 0.44433 | 23105.16 | 0.37185 | 33094.65 | 1 | 5000 | 23105.16 | 33094.65 | 0 | 0 | 0 | 0 | 34051.19 | 0 | 0 | 0 | 0 | 0 | 34051.19
2022070520 | 3 | 0.92724 | 92724 | 0.49213 | 25590.76 | 0.20668 | 18394.52 | 1 | 5000 | 25590.76 | 18394.52 | 0 | 0 | 0 | 0 | 43738.72 | 0 | 0 | 0 | 0 | 0 | 43738.72
2022070521 | 3 | 0.88702 | 88702 | 0.47915 | 24915.8 | 0.0212 | 1886.8 | 1 | 5000 | 24915.8 | 1886.8 | 0 | 0 | 0 | 0 | 56899.4 | 0 | 0 | 0 | 0 | 0 | 56899.4
2022070522 | 3 | 0.85444 | 85444 | 0.47365 | 24629.8 | 0 | 0 | 1 | 5000 | 24629.8 | 0 | 0 | 0 | 0 | 0 | 55814.2 | 0 | 0 | 0 | 0 | 0 | 55814.2
2022070523 | 3 | 0.80104 | 80104 | 0.45066 | 23434.32 | 0 | 0 | 1 | 5000 | 23434.32 | 0 | 0 | 0 | 0 | 0 | 51669.68 | 0 | 0 | 0 | 0 | 0 | 51669.68
2022070524 | 3 | 0.74587 | 74587 | 0.44359 | 23066.68 | 0 | 0 | 1 | 5000 | 23066.68 | 0 | 0 | 0 | 0 | 0 | 46520.32 | 0 | 0 | 0 | 0 | 0 | 46520.32
2022070601 | 4 | 0.69676 | 69676 | 0.4649 | 24174.8 | 0 | 0 | 1 | 5000 | 24174.8 | 0 | 0 | 0 | 0 | 0 | 40501.2 | 0 | 0 | 0 | 0 | 0 | 40501.2
2022070602 | 4 | 0.65897 | 65897 | 0.50324 | 26168.48 | 0 | 0 | 1 | 5000 | 26168.48 | 0 | 0 | 0 | 0 | 0 | 34728.52 | 0 | 0 | 0 | 0 | 0 | 34728.52
2022070603 | 4 | 0.62933 | 62933 | 0.49791 | 25891.32 | 0 | 0 | 1 | 5000 | 25891.32 | 0 | 0 | 0 | 0 | 0 | 32041.68 | 0 | 0 | 0 | 0 | 0 | 32041.68
2022070604 | 4 | 0.61124 | 61124 | 0.50134 | 26069.68 | 0 | 0 | 1 | 5000 | 26069.68 | 0 | 0 | 0 | 0 | 0 | 30054.32 | 0 | 0 | 0 | 0 | 0 | 30054.32
2022070605 | 4 | 0.60467 | 60467 | 0.50536 | 26278.72 | 0 | 0 | 1 | 5000 | 26278.72 | 0 | 0 | 0 | 0 | 0 | 29188.28 | 0 | 0 | 0 | 0 | 0 | 29188.28
2022070606 | 4 | 0.61008 | 61008 | 0.50579 | 26301.08 | 0 | 0 | 1 | 5000 | 26301.08 | 0 | 0 | 0 | 0 | 0 | 29706.92 | 0 | 0 | 0 | 0 | 0 | 29706.92
2022070607 | 4 | 0.6221 | 62210 | 0.46902 | 24389.04 | 0.00303 | 269.67 | 1 | 5000 | 24389.04 | 269.67 | 0 | 0 | 0 | 0 | 32551.29 | 0 | 0 | 0 | 0 | 0 | 32551.29
2022070608 | 4 | 0.63221 | 63221 | 0.42237 | 21963.24 | 0.15871 | 14125.19 | 1 | 5000 | 21963.24 | 14125.19 | 0 | 0 | 0 | 0 | 22132.57 | 0 | 0 | 0 | 0 | 0 | 22132.57
2022070609 | 4 | 0.66919 | 66919 | 0.41782 | 21726.64 | 0.44188 | 39327.32 | 1 | 5000 | 21726.64 | 39327.32 | 0 | 0 | 0 | 0 | 865.04 | 0 | 0 | 0 | 0 | 0 | 865.04
2022070610 | 4 | 0.72153 | 72153 | 0.47718 | 24813.36 | 0.61049 | 54333.61 | 1 | 5000 | 24813.36 | 42339.64 | 0 | 0 | 11993.97 | 11993.97 | 0 | 10194.8745 | 0 | 0 | 0 | 10194.8745 | 0
2022070611 | 4 | 0.77514 | 77514 | 0.41138 | 21391.76 | 0.73125 | 65081.25 | 1 | 5000 | 21391.76 | 51122.24 | 0 | 0 | 13959.01 | 13959.01 | 0 | 22060.033 | 0 | 0 | 0 | 11865.1585 | 0
2022070612 | 4 | 0.82394 | 82394 | 0.31651 | 16458.52 | 0.74435 | 66247.15 | 1 | 5000 | 16458.52 | 60935.48 | 0 | 0 | 5311.67 | 5311.67 | 0 | 26574.9525 | 0 | 0 | 0 | 4514.9195 | 0
2022070613 | 4 | 0.87202 | 87202 | 0.25186 | 13096.72 | 0.73279 | 65218.31 | 1 | 5000 | 13096.72 | 65218.31 | 0 | 0 | 0 | 0 | 3886.97 | 22687.9825 | 3886.97 | 0 | 0 | 0 | 0
2022070614 | 4 | 0.91515 | 91515 | 0.2383 | 12391.6 | 0.77014 | 68542.46 | 1 | 5000 | 12391.6 | 68542.46 | 0 | 0 | 0 | 0 | 5580.94 | 17107.0425 | 5580.94 | 0 | 0 | 0 | 0
2022070615 | 4 | 0.94538 | 94538 | 0.26801 | 13936.52 | 0.76885 | 68427.65 | 1 | 5000 | 13936.52 | 68427.65 | 0 | 0 | 0 | 0 | 7173.83 | 9933.2125 | 7173.83 | 0 | 0 | 0 | 0
2022070616 | 4 | 0.96066 | 96066 | 0.30124 | 15664.48 | 0.75216 | 66942.24 | 1 | 5000 | 15664.48 | 66942.24 | 0 | 0 | 0 | 0 | 8459.28 | 1473.9325 | 8459.28 | 0 | 0 | 0 | 0
2022070617 | 4 | 0.96538 | 96538 | 0.32892 | 17103.84 | 0.70794 | 63006.66 | 1 | 5000 | 17103.84 | 63006.66 | 0 | 0 | 0 | 0 | 11427.5 | 0 | 1473.9325 | 0 | 0 | 0 | 9953.5675
2022070618 | 4 | 0.96191 | 96191 | 0.35223 | 18315.96 | 0.67745 | 60293.05 | 1 | 5000 | 18315.96 | 60293.05 | 0 | 0 | 0 | 0 | 12581.99 | 0 | 0 | 0 | 0 | 0 | 12581.99
2022070619 | 4 | 0.94751 | 94751 | 0.3646 | 18959.2 | 0.5782 | 51459.8 | 1 | 5000 | 18959.2 | 51459.8 | 0 | 0 | 0 | 0 | 19332 | 0 | 0 | 0 | 0 | 0 | 19332
2022070620 | 4 | 0.92105 | 92105 | 0.36949 | 19213.48 | 0.33405 | 29730.45 | 1 | 5000 | 19213.48 | 29730.45 | 0 | 0 | 0 | 0 | 38161.07 | 0 | 0 | 0 | 0 | 0 | 38161.07
2022070621 | 4 | 0.88553 | 88553 | 0.37787 | 19649.24 | 0.04011 | 3569.79 | 1 | 5000 | 19649.24 | 3569.79 | 0 | 0 | 0 | 0 | 60333.97 | 0 | 0 | 0 | 0 | 0 | 60333.97
2022070622 | 4 | 0.85246 | 85246 | 0.41923 | 21799.96 | 0 | 0 | 1 | 5000 | 21799.96 | 0 | 0 | 0 | 0 | 0 | 58446.04 | 0 | 0 | 0 | 0 | 0 | 58446.04
2022070623 | 4 | 0.80392 | 80392 | 0.49047 | 25504.44 | 0 | 0 | 1 | 5000 | 25504.44 | 0 | 0 | 0 | 0 | 0 | 49887.56 | 0 | 0 | 0 | 0 | 0 | 49887.56
2022070624 | 4 | 0.75072 | 75072 | 0.53156 | 27641.12 | 0 | 0 | 1 | 5000 | 27641.12 | 0 | 0 | 0 | 0 | 0 | 42430.88 | 0 | 0 | 0 | 0 | 0 | 42430.88
2022070701 | 5 | 0.7038 | 70380 | 0.5194 | 27008.8 | 0 | 0 | 1 | 5000 | 27008.8 | 0 | 0 | 0 | 0 | 0 | 38371.2 | 0 | 0 | 0 | 0 | 0 | 38371.2
2022070702 | 5 | 0.66677 | 66677 | 0.51486 | 26772.72 | 0 | 0 | 1 | 5000 | 26772.72 | 0 | 0 | 0 | 0 | 0 | 34904.28 | 0 | 0 | 0 | 0 | 0 | 34904.28
2022070703 | 5 | 0.64212 | 64212 | 0.52139 | 27112.28 | 0 | 0 | 1 | 5000 | 27112.28 | 0 | 0 | 0 | 0 | 0 | 32099.72 | 0 | 0 | 0 | 0 | 0 | 32099.72
2022070704 | 5 | 0.62531 | 62531 | 0.50642 | 26333.84 | 0 | 0 | 1 | 5000 | 26333.84 | 0 | 0 | 0 | 0 | 0 | 31197.16 | 0 | 0 | 0 | 0 | 0 | 31197.16
2022070705 | 5 | 0.61578 | 61578 | 0.49937 | 25967.24 | 0 | 0 | 1 | 5000 | 25967.24 | 0 | 0 | 0 | 0 | 0 | 30610.76 | 0 | 0 | 0 | 0 | 0 | 30610.76
2022070706 | 5 | 0.61729 | 61729 | 0.47599 | 24751.48 | 0 | 0 | 1 | 5000 | 24751.48 | 0 | 0 | 0 | 0 | 0 | 31977.52 | 0 | 0 | 0 | 0 | 0 | 31977.52
2022070707 | 5 | 0.62342 | 62342 | 0.44554 | 23168.08 | 0.00332 | 295.48 | 1 | 5000 | 23168.08 | 295.48 | 0 | 0 | 0 | 0 | 33878.44 | 0 | 0 | 0 | 0 | 0 | 33878.44
2022070708 | 5 | 0.63821 | 63821 | 0.40126 | 20865.52 | 0.17925 | 15953.25 | 1 | 5000 | 20865.52 | 15953.25 | 0 | 0 | 0 | 0 | 22002.23 | 0 | 0 | 0 | 0 | 0 | 22002.23
2022070709 | 5 | 0.67767 | 67767 | 0.3502 | 18210.4 | 0.56677 | 50442.53 | 1 | 5000 | 18210.4 | 44556.6 | 0 | 0 | 5885.93 | 5885.93 | 0 | 5003.0405 | 0 | 0 | 0 | 5003.0405 | 0
2022070710 | 5 | 0.72584 | 72584 | 0.37102 | 19293.04 | 0.74891 | 66652.99 | 1 | 5000 | 19293.04 | 48290.96 | 0 | 0 | 18362.03 | 18362.03 | 0 | 20610.766 | 0 | 0 | 0 | 15607.7255 | 0
2022070711 | 5 | 0.77751 | 77751 | 0.30743 | 15986.36 | 0.78752 | 70089.28 | 1 | 5000 | 15986.36 | 56764.64 | 0 | 0 | 13324.64 | 13324.64 | 0 | 31936.71 | 0 | 0 | 0 | 11325.944 | 0
2022070712 | 5 | 0.8295 | 82950 | 0.225 | 11700 | 0.78921 | 70239.69 | 1 | 5000 | 11700 | 66250 | 0 | 0 | 3989.69 | 3989.69 | 0 | 35327.9465 | 0 | 0 | 0 | 3391.2365 | 0
2022070713 | 5 | 0.87826 | 87826 | 0.18832 | 9792.64 | 0.78813 | 70143.57 | 1 | 5000 | 9792.64 | 70143.57 | 0 | 0 | 0 | 0 | 2889.79 | 32438.1565 | 2889.79 | 0 | 0 | 0 | 0
2022070714 | 5 | 0.91842 | 91842 | 0.18222 | 9475.44 | 0.77497 | 68972.33 | 1 | 5000 | 9475.44 | 68972.33 | 0 | 0 | 0 | 0 | 8394.23 | 24043.9265 | 8394.23 | 0 | 0 | 0 | 0
2022070715 | 5 | 0.94791 | 94791 | 0.17392 | 9043.84 | 0.76365 | 67964.85 | 1 | 5000 | 9043.84 | 67964.85 | 0 | 0 | 0 | 0 | 12782.31 | 11261.6165 | 12782.31 | 0 | 0 | 0 | 0
2022070716 | 5 | 0.96245 | 96245 | 0.18917 | 9836.84 | 0.74197 | 66035.33 | 1 | 5000 | 9836.84 | 66035.33 | 0 | 0 | 0 | 0 | 15372.83 | 0 | 11261.6165 | 0 | 0 | 0 | 4111.2135
2022070717 | 5 | 0.96663 | 96663 | 0.2144 | 11148.8 | 0.7319 | 65139.1 | 1 | 5000 | 11148.8 | 65139.1 | 0 | 0 | 0 | 0 | 15375.1 | 0 | 0 | 0 | 0 | 0 | 15375.1
2022070718 | 5 | 0.96091 | 96091 | 0.25655 | 13340.6 | 0.69819 | 62138.91 | 1 | 5000 | 13340.6 | 62138.91 | 0 | 0 | 0 | 0 | 15611.49 | 0 | 0 | 0 | 0 | 0 | 15611.49
2022070719 | 5 | 0.94772 | 94772 | 0.29378 | 15276.56 | 0.59639 | 53078.71 | 1 | 5000 | 15276.56 | 53078.71 | 0 | 0 | 0 | 0 | 21416.73 | 0 | 0 | 0 | 0 | 0 | 21416.73
2022070720 | 5 | 0.92127 | 92127 | 0.31118 | 16181.36 | 0.34052 | 30306.28 | 1 | 5000 | 16181.36 | 30306.28 | 0 | 0 | 0 | 0 | 40639.36 | 0 | 0 | 0 | 0 | 0 | 40639.36
2022070721 | 5 | 0.88715 | 88715 | 0.31 | 16120 | 0.03385 | 3012.65 | 1 | 5000 | 16120 | 3012.65 | 0 | 0 | 0 | 0 | 64582.35 | 0 | 0 | 0 | 0 | 0 | 64582.35
2022070722 | 5 | 0.85438 | 85438 | 0.36572 | 19017.44 | 0 | 0 | 1 | 5000 | 19017.44 | 0 | 0 | 0 | 0 | 0 | 61420.56 | 0 | 0 | 0 | 0 | 0 | 61420.56
2022070723 | 5 | 0.80444 | 80444 | 0.43936 | 22846.72 | 0 | 0 | 1 | 5000 | 22846.72 | 0 | 0 | 0 | 0 | 0 | 52597.28 | 0 | 0 | 0 | 0 | 0 | 52597.28
2022070724 | 5 | 0.75104 | 75104 | 0.46688 | 24277.76 | 0 | 0 | 1 | 5000 | 24277.76 | 0 | 0 | 0 | 0 | 0 | 45826.24 | 0 | 0 | 0 | 0 | 0 | 45826.24
2022070801 | 6 | 0.70287 | 70287 | 0.48337 | 25135.24 | 0 | 0 | 1 | 5000 | 25135.24 | 0 | 0 | 0 | 0 | 0 | 40151.76 | 0 | 0 | 0 | 0 | 0 | 40151.76
2022070802 | 6 | 0.66428 | 66428 | 0.47252 | 24571.04 | 0 | 0 | 1 | 5000 | 24571.04 | 0 | 0 | 0 | 0 | 0 | 36856.96 | 0 | 0 | 0 | 0 | 0 | 36856.96
2022070803 | 6 | 0.63647 | 63647 | 0.42474 | 22086.48 | 0 | 0 | 1 | 5000 | 22086.48 | 0 | 0 | 0 | 0 | 0 | 36560.52 | 0 | 0 | 0 | 0 | 0 | 36560.52
2022070804 | 6 | 0.62035 | 62035 | 0.3838 | 19957.6 | 0 | 0 | 1 | 5000 | 19957.6 | 0 | 0 | 0 | 0 | 0 | 37077.4 | 0 | 0 | 0 | 0 | 0 | 37077.4
2022070805 | 6 | 0.61237 | 61237 | 0.36618 | 19041.36 | 0 | 0 | 1 | 5000 | 19041.36 | 0 | 0 | 0 | 0 | 0 | 37195.64 | 0 | 0 | 0 | 0 | 0 | 37195.64
2022070806 | 6 | 0.61812 | 61812 | 0.38169 | 19847.88 | 0 | 0 | 1 | 5000 | 19847.88 | 0 | 0 | 0 | 0 | 0 | 36964.12 | 0 | 0 | 0 | 0 | 0 | 36964.12
2022070807 | 6 | 0.61994 | 61994 | 0.37557 | 19529.64 | 0.00334 | 297.26 | 1 | 5000 | 19529.64 | 297.26 | 0 | 0 | 0 | 0 | 37167.1 | 0 | 0 | 0 | 0 | 0 | 37167.1
2022070808 | 6 | 0.63559 | 63559 | 0.32751 | 17030.52 | 0.16474 | 14661.86 | 1 | 5000 | 17030.52 | 14661.86 | 0 | 0 | 0 | 0 | 26866.62 | 0 | 0 | 0 | 0 | 0 | 26866.62
2022070809 | 6 | 0.67677 | 67677 | 0.27585 | 14344.2 | 0.54854 | 48820.06 | 1 | 5000 | 14344.2 | 48332.8 | 0 | 0 | 487.26 | 487.26 | 0 | 414.171 | 0 | 0 | 0 | 414.171 | 0
2022070810 | 6 | 0.72895 | 72895 | 0.27214 | 14151.28 | 0.7503 | 66776.7 | 1 | 5000 | 14151.28 | 53743.72 | 0 | 0 | 13032.98 | 13032.98 | 0 | 11492.204 | 0 | 0 | 0 | 11078.033 | 0
2022070811 | 6 | 0.78441 | 78441 | 0.18843 | 9798.36 | 0.77418 | 68902.02 | 1 | 5000 | 9798.36 | 63642.64 | 0 | 0 | 5259.38 | 5259.38 | 0 | 15962.677 | 0 | 0 | 0 | 4470.473 | 0
2022070812 | 6 | 0.84059 | 84059 | 0.1047 | 5444.4 | 0.7739 | 68877.1 | 1 | 5000 | 5444.4 | 68877.1 | 0 | 0 | 0 | 0 | 4737.5 | 11225.177 | 4737.5 | 0 | 0 | 0 | 0
2022070813 | 6 | 0.8896 | 88960 | 0.06747 | 3508.44 | 0.76019 | 67656.91 | 1 | 5000 | 3508.44 | 67656.91 | 0 | 0 | 0 | 0 | 12794.65 | 0 | 11225.177 | 0 | 0 | 0 | 1569.473
2022070814 | 6 | 0.92929 | 92929 | 0.07267 | 3778.84 | 0.76418 | 68012.02 | 1 | 5000 | 3778.84 | 68012.02 | 0 | 0 | 0 | 0 | 16138.14 | 0 | 0 | 0 | 0 | 0 | 16138.14
2022070815 | 6 | 0.95826 | 95826 | 0.09388 | 4881.76 | 0.74286 | 66114.54 | 1 | 5000 | 4881.76 | 66114.54 | 0 | 0 | 0 | 0 | 19829.7 | 0 | 0 | 0 | 0 | 0 | 19829.7
2022070816 | 6 | 0.97319 | 97319 | 0.11815 | 6143.8 | 0.71107 | 63285.23 | 1 | 5000 | 6143.8 | 63285.23 | 0 | 0 | 0 | 0 | 22889.97 | 0 | 0 | 0 | 0 | 0 | 22889.97
2022070817 | 6 | 0.97975 | 97975 | 0.13813 | 7182.76 | 0.70758 | 62974.62 | 1 | 5000 | 7182.76 | 62974.62 | 0 | 0 | 0 | 0 | 22817.62 | 0 | 0 | 0 | 0 | 0 | 22817.62
2022070818 | 6 | 0.97942 | 97942 | 0.14373 | 7473.96 | 0.7052 | 62762.8 | 1 | 5000 | 7473.96 | 62762.8 | 0 | 0 | 0 | 0 | 22705.24 | 0 | 0 | 0 | 0 | 0 | 22705.24
2022070819 | 6 | 0.97392 | 97392 | 0.18754 | 9752.08 | 0.63542 | 56552.38 | 1 | 5000 | 9752.08 | 56552.38 | 0 | 0 | 0 | 0 | 26087.54 | 0 | 0 | 0 | 0 | 0 | 26087.54
2022070820 | 6 | 0.95248 | 95248 | 0.24242 | 12605.84 | 0.35706 | 31778.34 | 1 | 5000 | 12605.84 | 31778.34 | 0 | 0 | 0 | 0 | 45863.82 | 0 | 0 | 0 | 0 | 0 | 45863.82
2022070821 | 6 | 0.91421 | 91421 | 0.26836 | 13954.72 | 0.04447 | 3957.83 | 1 | 5000 | 13954.72 | 3957.83 | 0 | 0 | 0 | 0 | 68508.45 | 0 | 0 | 0 | 0 | 0 | 68508.45
2022070822 | 6 | 0.88028 | 88028 | 0.322 | 16744 | 0 | 0 | 1 | 5000 | 16744 | 0 | 0 | 0 | 0 | 0 | 66284 | 0 | 0 | 0 | 0 | 0 | 66284
2022070823 | 6 | 0.82847 | 82847 | 0.38258 | 19894.16 | 0 | 0 | 1 | 5000 | 19894.16 | 0 | 0 | 0 | 0 | 0 | 57952.84 | 0 | 0 | 0 | 0 | 0 | 57952.84
2022070824 | 6 | 0.7779 | 77790 | 0.4245 | 22074 | 0 | 0 | 1 | 5000 | 22074 | 0 | 0 | 0 | 0 | 0 | 50716 | 0 | 0 | 0 | 0 | 0 | 50716
2022070901 | 7 | 0.73019 | 73019 | 0.4294 | 22328.8 | 0 | 0 | 1 | 5000 | 22328.8 | 0 | 0 | 0 | 0 | 0 | 45690.2 | 0 | 0 | 0 | 0 | 0 | 45690.2
2022070902 | 7 | 0.68753 | 68753 | 0.38161 | 19843.72 | 0 | 0 | 1 | 5000 | 19843.72 | 0 | 0 | 0 | 0 | 0 | 43909.28 | 0 | 0 | 0 | 0 | 0 | 43909.28
2022070903 | 7 | 0.65193 | 65193 | 0.28883 | 15019.16 | 0 | 0 | 1 | 5000 | 15019.16 | 0 | 0 | 0 | 0 | 0 | 45173.84 | 0 | 0 | 0 | 0 | 0 | 45173.84
2022070904 | 7 | 0.62702 | 62702 | 0.21564 | 11213.28 | 0 | 0 | 1 | 5000 | 11213.28 | 0 | 0 | 0 | 0 | 0 | 46488.72 | 0 | 0 | 0 | 0 | 0 | 46488.72
2022070905 | 7 | 0.61204 | 61204 | 0.15574 | 8098.48 | 0 | 0 | 1 | 5000 | 8098.48 | 0 | 0 | 0 | 0 | 0 | 48105.52 | 0 | 0 | 0 | 0 | 0 | 48105.52
2022070906 | 7 | 0.60342 | 60342 | 0.1411 | 7337.2 | 0 | 0 | 1 | 5000 | 7337.2 | 0 | 0 | 0 | 0 | 0 | 48004.8 | 0 | 0 | 0 | 0 | 0 | 48004.8
2022070907 | 7 | 0.59627 | 59627 | 0.146 | 7592 | 0.00263 | 234.07 | 1 | 5000 | 7592 | 234.07 | 0 | 0 | 0 | 0 | 46800.93 | 0 | 0 | 0 | 0 | 0 | 46800.93
2022070908 | 7 | 0.60554 | 60554 | 0.14429 | 7503.08 | 0.14955 | 13309.95 | 1 | 5000 | 7503.08 | 13309.95 | 0 | 0 | 0 | 0 | 34740.97 | 0 | 0 | 0 | 0 | 0 | 34740.97
2022070909 | 7 | 0.64493 | 64493 | 0.10552 | 5487.04 | 0.52178 | 46438.42 | 1 | 5000 | 5487.04 | 46438.42 | 0 | 0 | 0 | 0 | 7567.54 | 0 | 0 | 0 | 0 | 0 | 7567.54
2022070910 | 7 | 0.7022 | 70220 | 0.09694 | 5040.88 | 0.67181 | 59791.09 | 1 | 5000 | 5040.88 | 59791.09 | 0 | 0 | 0 | 0 | 388.03 | 0 | 0 | 0 | 0 | 0 | 388.03
2022070911 | 7 | 0.76284 | 76284 | 0.06297 | 3274.44 | 0.72843 | 64830.27 | 1 | 5000 | 3274.44 | 64830.27 | 0 | 0 | 0 | 0 | 3179.29 | 0 | 0 | 0 | 0 | 0 | 3179.29
2022070912 | 7 | 0.82207 | 82207 | 0.04581 | 2382.12 | 0.72115 | 64182.35 | 1 | 5000 | 2382.12 | 64182.35 | 0 | 0 | 0 | 0 | 10642.53 | 0 | 0 | 0 | 0 | 0 | 10642.53
2022070913 | 7 | 0.87246 | 87246 | 0.04737 | 2463.24 | 0.71286 | 63444.54 | 1 | 5000 | 2463.24 | 63444.54 | 0 | 0 | 0 | 0 | 16338.22 | 0 | 0 | 0 | 0 | 0 | 16338.22
2022070914 | 7 | 0.91594 | 91594 | 0.07529 | 3915.08 | 0.73646 | 65544.94 | 1 | 5000 | 3915.08 | 65544.94 | 0 | 0 | 0 | 0 | 17133.98 | 0 | 0 | 0 | 0 | 0 | 17133.98
2022070915 | 7 | 0.94621 | 94621 | 0.11807 | 6139.64 | 0.67194 | 59802.66 | 1 | 5000 | 6139.64 | 59802.66 | 0 | 0 | 0 | 0 | 23678.7 | 0 | 0 | 0 | 0 | 0 | 23678.7
2022070916 | 7 | 0.95858 | 95858 | 0.13749 | 7149.48 | 0.58432 | 52004.48 | 1 | 5000 | 7149.48 | 52004.48 | 0 | 0 | 0 | 0 | 31704.04 | 0 | 0 | 0 | 0 | 0 | 31704.04
2022070917 | 7 | 0.96773 | 96773 | 0.15548 | 8084.96 | 0.52693 | 46896.77 | 1 | 5000 | 8084.96 | 46896.77 | 0 | 0 | 0 | 0 | 36791.27 | 0 | 0 | 0 | 0 | 0 | 36791.27
2022070918 | 7 | 0.96894 | 96894 | 0.18738 | 9743.76 | 0.50111 | 44598.79 | 1 | 5000 | 9743.76 | 44598.79 | 0 | 0 | 0 | 0 | 37551.45 | 0 | 0 | 0 | 0 | 0 | 37551.45
2022070919 | 7 | 0.95664 | 95664 | 0.19065 | 9913.8 | 0.44086 | 39236.54 | 1 | 5000 | 9913.8 | 39236.54 | 0 | 0 | 0 | 0 | 41513.66 | 0 | 0 | 0 | 0 | 0 | 41513.66
2022070920 | 7 | 0.93566 | 93566 | 0.21484 | 11171.68 | 0.27865 | 24799.85 | 1 | 5000 | 11171.68 | 24799.85 | 0 | 0 | 0 | 0 | 52594.47 | 0 | 0 | 0 | 0 | 0 | 52594.47
2022070921 | 7 | 0.89541 | 89541 | 0.19503 | 10141.56 | 0.02889 | 2571.21 | 1 | 5000 | 10141.56 | 2571.21 | 0 | 0 | 0 | 0 | 71828.23 | 0 | 0 | 0 | 0 | 0 | 71828.23
2022070922 | 7 | 0.86395 | 86395 | 0.20218 | 10513.36 | 0 | 0 | 1 | 5000 | 10513.36 | 0 | 0 | 0 | 0 | 0 | 70881.64 | 0 | 0 | 0 | 0 | 0 | 70881.64
2022070923 | 7 | 0.81966 | 81966 | 0.20294 | 10552.88 | 0 | 0 | 1 | 5000 | 10552.88 | 0 | 0 | 0 | 0 | 0 | 66413.12 | 0 | 0 | 0 | 0 | 0 | 66413.12
2022070924 | 7 | 0.77168 | 77168 | 0.1816 | 9443.2 | 0 | 0 | 1 | 5000 | 9443.2 | 0 | 0 | 0 | 0 | 0 | 62724.8 | 0 | 0 | 0 | 0 | 0 | 62724.8
2022071001 | 1 | 0.72462 | 72462 | 0.17553 | 9127.56 | 0 | 0 | 1 | 5000 | 9127.56 | 0 | 0 | 0 | 0 | 0 | 58334.44 | 0 | 0 | 0 | 0 | 0 | 58334.44
2022071002 | 1 | 0.68334 | 68334 | 0.16876 | 8775.52 | 0 | 0 | 1 | 5000 | 8775.52 | 0 | 0 | 0 | 0 | 0 | 54558.48 | 0 | 0 | 0 | 0 | 0 | 54558.48
2022071003 | 1 | 0.65134 | 65134 | 0.15 | 7800 | 0 | 0 | 1 | 5000 | 7800 | 0 | 0 | 0 | 0 | 0 | 52334 | 0 | 0 | 0 | 0 | 0 | 52334
2022071004 | 1 | 0.62828 | 62828 | 0.14161 | 7363.72 | 0 | 0 | 1 | 5000 | 7363.72 | 0 | 0 | 0 | 0 | 0 | 50464.28 | 0 | 0 | 0 | 0 | 0 | 50464.28
2022071005 | 1 | 0.61077 | 61077 | 0.13225 | 6877 | 0 | 0 | 1 | 5000 | 6877 | 0 | 0 | 0 | 0 | 0 | 49200 | 0 | 0 | 0 | 0 | 0 | 49200
2022071006 | 1 | 0.5973 | 59730 | 0.11121 | 5782.92 | 0 | 0 | 1 | 5000 | 5782.92 | 0 | 0 | 0 | 0 | 0 | 48947.08 | 0 | 0 | 0 | 0 | 0 | 48947.08
2022071007 | 1 | 0.58795 | 58795 | 0.10228 | 5318.56 | 0.00297 | 264.33 | 1 | 5000 | 5318.56 | 264.33 | 0 | 0 | 0 | 0 | 48212.11 | 0 | 0 | 0 | 0 | 0 | 48212.11
2022071008 | 1 | 0.59058 | 59058 | 0.07837 | 4075.24 | 0.15365 | 13674.85 | 1 | 5000 | 4075.24 | 13674.85 | 0 | 0 | 0 | 0 | 36307.91 | 0 | 0 | 0 | 0 | 0 | 36307.91
2022071009 | 1 | 0.63027 | 63027 | 0.04956 | 2577.12 | 0.51121 | 45497.69 | 1 | 5000 | 2577.12 | 45497.69 | 0 | 0 | 0 | 0 | 9952.19 | 0 | 0 | 0 | 0 | 0 | 9952.19
2022071010 | 1 | 0.68868 | 68868 | 0.04711 | 2449.72 | 0.74565 | 66362.85 | 1 | 5000 | 2449.72 | 61418.28 | 0 | 0 | 4944.57 | 4944.57 | 0 | 4202.8845 | 0 | 0 | 0 | 4202.8845 | 0
2022071011 | 1 | 0.74924 | 74924 | 0.03091 | 1607.32 | 0.80382 | 71539.98 | 1 | 5000 | 1607.32 | 68316.68 | 0 | 0 | 3223.3 | 3223.3 | 0 | 6942.6895 | 0 | 0 | 0 | 2739.805 | 0
2022071012 | 1 | 0.80945 | 80945 | 0.02256 | 1173.12 | 0.80728 | 71847.92 | 1 | 5000 | 1173.12 | 71847.92 | 0 | 0 | 0 | 0 | 2923.96 | 4018.7295 | 2923.96 | 0 | 0 | 0 | 0
2022071013 | 1 | 0.86553 | 86553 | 0.02686 | 1396.72 | 0.78532 | 69893.48 | 1 | 5000 | 1396.72 | 69893.48 | 0 | 0 | 0 | 0 | 10262.8 | 0 | 4018.7295 | 0 | 0 | 0 | 6244.0705
2022071014 | 1 | 0.91012 | 91012 | 0.04021 | 2090.92 | 0.76176 | 67796.64 | 1 | 5000 | 2090.92 | 67796.64 | 0 | 0 | 0 | 0 | 16124.44 | 0 | 0 | 0 | 0 | 0 | 16124.44
2022071015 | 1 | 0.93707 | 93707 | 0.06071 | 3156.92 | 0.72954 | 64929.06 | 1 | 5000 | 3156.92 | 64929.06 | 0 | 0 | 0 | 0 | 20621.02 | 0 | 0 | 0 | 0 | 0 | 20621.02
2022071016 | 1 | 0.95456 | 95456 | 0.09042 | 4701.84 | 0.73217 | 65163.13 | 1 | 5000 | 4701.84 | 65163.13 | 0 | 0 | 0 | 0 | 20591.03 | 0 | 0 | 0 | 0 | 0 | 20591.03
2022071017 | 1 | 0.96695 | 96695 | 0.11124 | 5784.48 | 0.70548 | 62787.72 | 1 | 5000 | 5784.48 | 62787.72 | 0 | 0 | 0 | 0 | 23122.8 | 0 | 0 | 0 | 0 | 0 | 23122.8
2022071018 | 1 | 0.96811 | 96811 | 0.13401 | 6968.52 | 0.65883 | 58635.87 | 1 | 5000 | 6968.52 | 58635.87 | 0 | 0 | 0 | 0 | 26206.61 | 0 | 0 | 0 | 0 | 0 | 26206.61
2022071019 | 1 | 0.96014 | 96014 | 0.15982 | 8310.64 | 0.50718 | 45139.02 | 1 | 5000 | 8310.64 | 45139.02 | 0 | 0 | 0 | 0 | 37564.34 | 0 | 0 | 0 | 0 | 0 | 37564.34
2022071020 | 1 | 0.93783 | 93783 | 0.18203 | 9465.56 | 0.26338 | 23440.82 | 1 | 5000 | 9465.56 | 23440.82 | 0 | 0 | 0 | 0 | 55876.62 | 0 | 0 | 0 | 0 | 0 | 55876.62
2022071021 | 1 | 0.9025 | 90250 | 0.21483 | 11171.16 | 0.033 | 2937 | 1 | 5000 | 11171.16 | 2937 | 0 | 0 | 0 | 0 | 71141.84 | 0 | 0 | 0 | 0 | 0 | 71141.84
2022071022 | 1 | 0.87127 | 87127 | 0.25899 | 13467.48 | 0 | 0 | 1 | 5000 | 13467.48 | 0 | 0 | 0 | 0 | 0 | 68659.52 | 0 | 0 | 0 | 0 | 0 | 68659.52
2022071023 | 1 | 0.82373 | 82373 | 0.31695 | 16481.4 | 0 | 0 | 1 | 5000 | 16481.4 | 0 | 0 | 0 | 0 | 0 | 60891.6 | 0 | 0 | 0 | 0 | 0 | 60891.6
2022071024 | 1 | 0.77023 | 77023 | 0.3363 | 17487.6 | 0 | 0 | 1 | 5000 | 17487.6 | 0 | 0 | 0 | 0 | 0 | 54535.4 | 0 | 0 | 0 | 0 | 0 | 54535.4
2022071101 | 2 | 0.72377 | 72377 | 0.33218 | 17273.36 | 0 | 0 | 1 | 5000 | 17273.36 | 0 | 0 | 0 | 0 | 0 | 50103.64 | 0 | 0 | 0 | 0 | 0 | 50103.64
2022071102 | 2 | 0.68808 | 68808 | 0.31257 | 16253.64 | 0 | 0 | 1 | 5000 | 16253.64 | 0 | 0 | 0 | 0 | 0 | 47554.36 | 0 | 0 | 0 | 0 | 0 | 47554.36
2022071103 | 2 | 0.65932 | 65932 | 0.27409 | 14252.68 | 0 | 0 | 1 | 5000 | 14252.68 | 0 | 0 | 0 | 0 | 0 | 46679.32 | 0 | 0 | 0 | 0 | 0 | 46679.32
2022071104 | 2 | 0.64396 | 64396 | 0.21917 | 11396.84 | 0 | 0 | 1 | 5000 | 11396.84 | 0 | 0 | 0 | 0 | 0 | 47999.16 | 0 | 0 | 0 | 0 | 0 | 47999.16
2022071105 | 2 | 0.63528 | 63528 | 0.19097 | 9930.44 | 0 | 0 | 1 | 5000 | 9930.44 | 0 | 0 | 0 | 0 | 0 | 48597.56 | 0 | 0 | 0 | 0 | 0 | 48597.56
2022071106 | 2 | 0.63772 | 63772 | 0.16866 | 8770.32 | 0 | 0 | 1 | 5000 | 8770.32 | 0 | 0 | 0 | 0 | 0 | 50001.68 | 0 | 0 | 0 | 0 | 0 | 50001.68
2022071107 | 2 | 0.64199 | 64199 | 0.13827 | 7190.04 | 0.00202 | 179.78 | 1 | 5000 | 7190.04 | 179.78 | 0 | 0 | 0 | 0 | 51829.18 | 0 | 0 | 0 | 0 | 0 | 51829.18
2022071108 | 2 | 0.65304 | 65304 | 0.10387 | 5401.24 | 0.13877 | 12350.53 | 1 | 5000 | 5401.24 | 12350.53 | 0 | 0 | 0 | 0 | 42552.23 | 0 | 0 | 0 | 0 | 0 | 42552.23
2022071109 | 2 | 0.68532 | 68532 | 0.07091 | 3687.32 | 0.49658 | 44195.62 | 1 | 5000 | 3687.32 | 44195.62 | 0 | 0 | 0 | 0 | 15649.06 | 0 | 0 | 0 | 0 | 0 | 15649.06
2022071110 | 2 | 0.73465 | 73465 | 0.07458 | 3878.16 | 0.70121 | 62407.69 | 1 | 5000 | 3878.16 | 62407.69 | 0 | 0 | 0 | 0 | 2179.15 | 0 | 0 | 0 | 0 | 0 | 2179.15
2022071111 | 2 | 0.79548 | 79548 | 0.05393 | 2804.36 | 0.77295 | 68792.55 | 1 | 5000 | 2804.36 | 68792.55 | 0 | 0 | 0 | 0 | 2951.09 | 0 | 0 | 0 | 0 | 0 | 2951.09
2022071112 | 2 | 0.8569 | 85690 | 0.02984 | 1551.68 | 0.79148 | 70441.72 | 1 | 5000 | 1551.68 | 70441.72 | 0 | 0 | 0 | 0 | 8696.6 | 0 | 0 | 0 | 0 | 0 | 8696.6
2022071113 | 2 | 0.90616 | 90616 | 0.02095 | 1089.4 | 0.78803 | 70134.67 | 1 | 5000 | 1089.4 | 70134.67 | 0 | 0 | 0 | 0 | 14391.93 | 0 | 0 | 0 | 0 | 0 | 14391.93
2022071114 | 2 | 0.94187 | 94187 | 0.04292 | 2231.84 | 0.76712 | 68273.68 | 1 | 5000 | 2231.84 | 68273.68 | 0 | 0 | 0 | 0 | 18681.48 | 0 | 0 | 0 | 0 | 0 | 18681.48
2022071115 | 2 | 0.96724 | 96724 | 0.08581 | 4462.12 | 0.77612 | 69074.68 | 1 | 5000 | 4462.12 | 69074.68 | 0 | 0 | 0 | 0 | 18187.2 | 0 | 0 | 0 | 0 | 0 | 18187.2
2022071116 | 2 | 0.97704 | 97704 | 0.13466 | 7002.32 | 0.75392 | 67098.88 | 1 | 5000 | 7002.32 | 67098.88 | 0 | 0 | 0 | 0 | 18602.8 | 0 | 0 | 0 | 0 | 0 | 18602.8
2022071117 | 2 | 0.9804 | 98040 | 0.17614 | 9159.28 | 0.7237 | 64409.3 | 1 | 5000 | 9159.28 | 64409.3 | 0 | 0 | 0 | 0 | 19471.42 | 0 | 0 | 0 | 0 | 0 | 19471.42
2022071118 | 2 | 0.97731 | 97731 | 0.20447 | 10632.44 | 0.68586 | 61041.54 | 1 | 5000 | 10632.44 | 61041.54 | 0 | 0 | 0 | 0 | 21057.02 | 0 | 0 | 0 | 0 | 0 | 21057.02
2022071119 | 2 | 0.97124 | 97124 | 0.23879 | 12417.08 | 0.61291 | 54548.99 | 1 | 5000 | 12417.08 | 54548.99 | 0 | 0 | 0 | 0 | 25157.93 | 0 | 0 | 0 | 0 | 0 | 25157.93
2022071120 | 2 | 0.94954 | 94954 | 0.28286 | 14708.72 | 0.36462 | 32451.18 | 1 | 5000 | 14708.72 | 32451.18 | 0 | 0 | 0 | 0 | 42794.1 | 0 | 0 | 0 | 0 | 0 | 42794.1
2022071121 | 2 | 0.91257 | 91257 | 0.28847 | 15000.44 | 0.05129 | 4564.81 | 1 | 5000 | 15000.44 | 4564.81 | 0 | 0 | 0 | 0 | 66691.75 | 0 | 0 | 0 | 0 | 0 | 66691.75
2022071122 | 2 | 0.87918 | 87918 | 0.33509 | 17424.68 | 0 | 0 | 1 | 5000 | 17424.68 | 0 | 0 | 0 | 0 | 0 | 65493.32 | 0 | 0 | 0 | 0 | 0 | 65493.32
2022071123 | 2 | 0.82939 | 82939 | 0.39258 | 20414.16 | 0 | 0 | 1 | 5000 | 20414.16 | 0 | 0 | 0 | 0 | 0 | 57524.84 | 0 | 0 | 0 | 0 | 0 | 57524.84
2022071124 | 2 | 0.77389 | 77389 | 0.40698 | 21162.96 | 0 | 0 | 1 | 5000 | 21162.96 | 0 | 0 | 0 | 0 | 0 | 51226.04 | 0 | 0 | 0 | 0 | 0 | 51226.04
2022071201 | 3 | 0.72646 | 72646 | 0.40404 | 21010.08 | 0 | 0 | 1 | 5000 | 21010.08 | 0 | 0 | 0 | 0 | 0 | 46635.92 | 0 | 0 | 0 | 0 | 0 | 46635.92
2022071202 | 3 | 0.68586 | 68586 | 0.37837 | 19675.24 | 0 | 0 | 1 | 5000 | 19675.24 | 0 | 0 | 0 | 0 | 0 | 43910.76 | 0 | 0 | 0 | 0 | 0 | 43910.76
2022071203 | 3 | 0.65539 | 65539 | 0.34369 | 17871.88 | 0 | 0 | 1 | 5000 | 17871.88 | 0 | 0 | 0 | 0 | 0 | 42667.12 | 0 | 0 | 0 | 0 | 0 | 42667.12
2022071204 | 3 | 0.63564 | 63564 | 0.30103 | 15653.56 | 0 | 0 | 1 | 5000 | 15653.56 | 0 | 0 | 0 | 0 | 0 | 42910.44 | 0 | 0 | 0 | 0 | 0 | 42910.44
2022071205 | 3 | 0.62567 | 62567 | 0.26332 | 13692.64 | 0 | 0 | 1 | 5000 | 13692.64 | 0 | 0 | 0 | 0 | 0 | 43874.36 | 0 | 0 | 0 | 0 | 0 | 43874.36
2022071206 | 3 | 0.62714 | 62714 | 0.25155 | 13080.6 | 0 | 0 | 1 | 5000 | 13080.6 | 0 | 0 | 0 | 0 | 0 | 44633.4 | 0 | 0 | 0 | 0 | 0 | 44633.4
2022071207 | 3 | 0.63311 | 63311 | 0.22488 | 11693.76 | 0.00246 | 218.94 | 1 | 5000 | 11693.76 | 218.94 | 0 | 0 | 0 | 0 | 46398.3 | 0 | 0 | 0 | 0 | 0 | 46398.3
2022071208 | 3 | 0.64536 | 64536 | 0.20768 | 10799.36 | 0.12432 | 11064.48 | 1 | 5000 | 10799.36 | 11064.48 | 0 | 0 | 0 | 0 | 37672.16 | 0 | 0 | 0 | 0 | 0 | 37672.16
2022071209 | 3 | 0.67991 | 67991 | 0.19833 | 10313.16 | 0.45294 | 40311.66 | 1 | 5000 | 10313.16 | 40311.66 | 0 | 0 | 0 | 0 | 12366.18 | 0 | 0 | 0 | 0 | 0 | 12366.18
2022071210 | 3 | 0.73195 | 73195 | 0.19232 | 10000.64 | 0.68346 | 60827.94 | 1 | 5000 | 10000.64 | 58194.36 | 0 | 0 | 2633.58 | 2633.58 | 0 | 2238.543 | 0 | 0 | 0 | 2238.543 | 0
2022071211 | 3 | 0.79326 | 79326 | 0.17351 | 9022.52 | 0.73555 | 65463.95 | 1 | 5000 | 9022.52 | 65303.48 | 0 | 0 | 160.47 | 160.47 | 0 | 2374.9425 | 0 | 0 | 0 | 136.3995 | 0
2022071212 | 3 | 0.85197 | 85197 | 0.20826 | 10829.52 | 0.77608 | 69071.12 | 1 | 5000 | 10829.52 | 69071.12 | 0 | 0 | 0 | 0 | 296.36 | 2078.5825 | 296.36 | 0 | 0 | 0 | 0
2022071213 | 3 | 0.90358 | 90358 | 0.24574 | 12778.48 | 0.75216 | 66942.24 | 1 | 5000 | 12778.48 | 66942.24 | 0 | 0 | 0 | 0 | 5637.28 | 0 | 2078.5825 | 0 | 0 | 0 | 3558.6975
2022071214 | 3 | 0.94866 | 94866 | 0.24724 | 12856.48 | 0.72748 | 64745.72 | 1 | 5000 | 12856.48 | 64745.72 | 0 | 0 | 0 | 0 | 12263.8 | 0 | 0 | 0 | 0 | 0 | 12263.8
2022071215 | 3 | 0.97171 | 97171 | 0.22807 | 11859.64 | 0.71397 | 63543.33 | 1 | 5000 | 11859.64 | 63543.33 | 0 | 0 | 0 | 0 | 16768.03 | 0 | 0 | 0 | 0 | 0 | 16768.03
2022071216 | 3 | 0.9799 | 97990 | 0.23734 | 12341.68 | 0.66096 | 58825.44 | 1 | 5000 | 12341.68 | 58825.44 | 0 | 0 | 0 | 0 | 21822.88 | 0 | 0 | 0 | 0 | 0 | 21822.88
2022071217 | 3 | 0.98212 | 98212 | 0.26055 | 13548.6 | 0.63181 | 56231.09 | 1 | 5000 | 13548.6 | 56231.09 | 0 | 0 | 0 | 0 | 23432.31 | 0 | 0 | 0 | 0 | 0 | 23432.31
2022071218 | 3 | 0.97269 | 97269 | 0.28776 | 14963.52 | 0.55667 | 49543.63 | 1 | 5000 | 14963.52 | 49543.63 | 0 | 0 | 0 | 0 | 27761.85 | 0 | 0 | 0 | 0 | 0 | 27761.85
2022071219 | 3 | 0.95595 | 95595 | 0.32427 | 16862.04 | 0.45069 | 40111.41 | 1 | 5000 | 16862.04 | 40111.41 | 0 | 0 | 0 | 0 | 33621.55 | 0 | 0 | 0 | 0 | 0 | 33621.55
2022071220 | 3 | 0.92855 | 92855 | 0.32516 | 16908.32 | 0.27929 | 24856.81 | 1 | 5000 | 16908.32 | 24856.81 | 0 | 0 | 0 | 0 | 46089.87 | 0 | 0 | 0 | 0 | 0 | 46089.87
2022071221 | 3 | 0.89328 | 89328 | 0.29194 | 15180.88 | 0.04931 | 4388.59 | 1 | 5000 | 15180.88 | 4388.59 | 0 | 0 | 0 | 0 | 64758.53 | 0 | 0 | 0 | 0 | 0 | 64758.53
2022071222 | 3 | 0.86245 | 86245 | 0.26681 | 13874.12 | 0.00428 | 380.92 | 1 | 5000 | 13874.12 | 380.92 | 0 | 0 | 0 | 0 | 66989.96 | 0 | 0 | 0 | 0 | 0 | 66989.96
2022071223 | 3 | 0.81059 | 81059 | 0.27147 | 14116.44 | 0 | 0 | 1 | 5000 | 14116.44 | 0 | 0 | 0 | 0 | 0 | 61942.56 | 0 | 0 | 0 | 0 | 0 | 61942.56
2022071224 | 3 | 0.75644 | 75644 | 0.25147 | 13076.44 | 0 | 0 | 1 | 5000 | 13076.44 | 0 | 0 | 0 | 0 | 0 | 57567.56 | 0 | 0 | 0 | 0 | 0 | 57567.56
2022071301 | 4 | 0.70591 | 70591 | 0.23276 | 12103.52 | 0 | 0 | 1 | 5000 | 12103.52 | 0 | 0 | 0 | 0 | 0 | 53487.48 | 0 | 0 | 0 | 0 | 0 | 53487.48
2022071302 | 4 | 0.66603 | 66603 | 0.19553 | 10167.56 | 0 | 0 | 1 | 5000 | 10167.56 | 0 | 0 | 0 | 0 | 0 | 51435.44 | 0 | 0 | 0 | 0 | 0 | 51435.44
2022071303 | 4 | 0.63529 | 63529 | 0.17294 | 8992.88 | 0 | 0 | 1 | 5000 | 8992.88 | 0 | 0 | 0 | 0 | 0 | 49536.12 | 0 | 0 | 0 | 0 | 0 | 49536.12
2022071304 | 4 | 0.61588 | 61588 | 0.1436 | 7467.2 | 0 | 0 | 1 | 5000 | 7467.2 | 0 | 0 | 0 | 0 | 0 | 49120.8 | 0 | 0 | 0 | 0 | 0 | 49120.8
2022071305 | 4 | 0.60781 | 60781 | 0.11862 | 6168.24 | 0 | 0 | 1 | 5000 | 6168.24 | 0 | 0 | 0 | 0 | 0 | 49612.76 | 0 | 0 | 0 | 0 | 0 | 49612.76
2022071306 | 4 | 0.61028 | 61028 | 0.10882 | 5658.64 | 0 | 0 | 1 | 5000 | 5658.64 | 0 | 0 | 0 | 0 | 0 | 50369.36 | 0 | 0 | 0 | 0 | 0 | 50369.36
2022071307 | 4 | 0.62341 | 62341 | 0.09618 | 5001.36 | 0.00207 | 184.23 | 1 | 5000 | 5001.36 | 184.23 | 0 | 0 | 0 | 0 | 52155.41 | 0 | 0 | 0 | 0 | 0 | 52155.41
2022071308 | 4 | 0.63327 | 63327 | 0.07341 | 3817.32 | 0.1214 | 10804.6 | 1 | 5000 | 3817.32 | 10804.6 | 0 | 0 | 0 | 0 | 43705.08 | 0 | 0 | 0 | 0 | 0 | 43705.08
2022071309 | 4 | 0.67024 | 67024 | 0.0449 | 2334.8 | 0.4647 | 41358.3 | 1 | 5000 | 2334.8 | 41358.3 | 0 | 0 | 0 | 0 | 18330.9 | 0 | 0 | 0 | 0 | 0 | 18330.9
2022071310 | 4 | 0.72112 | 72112 | 0.03761 | 1955.72 | 0.66964 | 59597.96 | 1 | 5000 | 1955.72 | 59597.96 | 0 | 0 | 0 | 0 | 5558.32 | 0 | 0 | 0 | 0 | 0 | 5558.32
2022071311 | 4 | 0.78458 | 78458 | 0.02866 | 1490.32 | 0.75817 | 67477.13 | 1 | 5000 | 1490.32 | 67477.13 | 0 | 0 | 0 | 0 | 4490.55 | 0 | 0 | 0 | 0 | 0 | 4490.55
2022071312 | 4 | 0.84643 | 84643 | 0.01957 | 1017.64 | 0.77103 | 68621.67 | 1 | 5000 | 1017.64 | 68621.67 | 0 | 0 | 0 | 0 | 10003.69 | 0 | 0 | 0 | 0 | 0 | 10003.69
2022071313 | 4 | 0.89715 | 89715 | 0.01978 | 1028.56 | 0.76037 | 67672.93 | 1 | 5000 | 1028.56 | 67672.93 | 0 | 0 | 0 | 0 | 16013.51 | 0 | 0 | 0 | 0 | 0 | 16013.51
2022071314 | 4 | 0.93759 | 93759 | 0.05657 | 2941.64 | 0.74919 | 66677.91 | 1 | 5000 | 2941.64 | 66677.91 | 0 | 0 | 0 | 0 | 19139.45 | 0 | 0 | 0 | 0 | 0 | 19139.45
2022071315 | 4 | 0.96656 | 96656 | 0.11114 | 5779.28 | 0.68035 | 60551.15 | 1 | 5000 | 5779.28 | 60551.15 | 0 | 0 | 0 | 0 | 25325.57 | 0 | 0 | 0 | 0 | 0 | 25325.57
2022071316 | 4 | 0.97714 | 97714 | 0.15085 | 7844.2 | 0.57508 | 51182.12 | 1 | 5000 | 7844.2 | 51182.12 | 0 | 0 | 0 | 0 | 33687.68 | 0 | 0 | 0 | 0 | 0 | 33687.68
2022071317 | 4 | 0.98074 | 98074 | 0.18962 | 9860.24 | 0.51932 | 46219.48 | 1 | 5000 | 9860.24 | 46219.48 | 0 | 0 | 0 | 0 | 36994.28 | 0 | 0 | 0 | 0 | 0 | 36994.28
2022071318 | 4 | 0.97347 | 97347 | 0.21638 | 11251.76 | 0.40999 | 36489.11 | 1 | 5000 | 11251.76 | 36489.11 | 0 | 0 | 0 | 0 | 44606.13 | 0 | 0 | 0 | 0 | 0 | 44606.13
2022071319 | 4 | 0.95556 | 95556 | 0.2241 | 11653.2 | 0.30974 | 27566.86 | 1 | 5000 | 11653.2 | 27566.86 | 0 | 0 | 0 | 0 | 51335.94 | 0 | 0 | 0 | 0 | 0 | 51335.94
2022071320 | 4 | 0.93276 | 93276 | 0.25436 | 13226.72 | 0.16207 | 14424.23 | 1 | 5000 | 13226.72 | 14424.23 | 0 | 0 | 0 | 0 | 60625.05 | 0 | 0 | 0 | 0 | 0 | 60625.05
2022071321 | 4 | 0.90176 | 90176 | 0.23959 | 12458.68 | 0.01996 | 1776.44 | 1 | 5000 | 12458.68 | 1776.44 | 0 | 0 | 0 | 0 | 70940.88 | 0 | 0 | 0 | 0 | 0 | 70940.88
2022071322 | 4 | 0.87426 | 87426 | 0.26226 | 13637.52 | 0 | 0 | 1 | 5000 | 13637.52 | 0 | 0 | 0 | 0 | 0 | 68788.48 | 0 | 0 | 0 | 0 | 0 | 68788.48
2022071323 | 4 | 0.82621 | 82621 | 0.31602 | 16433.04 | 0 | 0 | 1 | 5000 | 16433.04 | 0 | 0 | 0 | 0 | 0 | 61187.96 | 0 | 0 | 0 | 0 | 0 | 61187.96
2022071324 | 4 | 0.77279 | 77279 | 0.30399 | 15807.48 | 0 | 0 | 1 | 5000 | 15807.48 | 0 | 0 | 0 | 0 | 0 | 56471.52 | 0 | 0 | 0 | 0 | 0 | 56471.52
2022071401 | 5 | 0.72478 | 72478 | 0.28766 | 14958.32 | 0 | 0 | 1 | 5000 | 14958.32 | 0 | 0 | 0 | 0 | 0 | 52519.68 | 0 | 0 | 0 | 0 | 0 | 52519.68
2022071402 | 5 | 0.6857 | 68570 | 0.23207 | 12067.64 | 0 | 0 | 1 | 5000 | 12067.64 | 0 | 0 | 0 | 0 | 0 | 51502.36 | 0 | 0 | 0 | 0 | 0 | 51502.36
2022071403 | 5 | 0.65491 | 65491 | 0.20879 | 10857.08 | 0 | 0 | 1 | 5000 | 10857.08 | 0 | 0 | 0 | 0 | 0 | 49633.92 | 0 | 0 | 0 | 0 | 0 | 49633.92
2022071404 | 5 | 0.63614 | 63614 | 0.20884 | 10859.68 | 0 | 0 | 1 | 5000 | 10859.68 | 0 | 0 | 0 | 0 | 0 | 47754.32 | 0 | 0 | 0 | 0 | 0 | 47754.32
2022071405 | 5 | 0.62413 | 62413 | 0.21144 | 10994.88 | 0 | 0 | 1 | 5000 | 10994.88 | 0 | 0 | 0 | 0 | 0 | 46418.12 | 0 | 0 | 0 | 0 | 0 | 46418.12
2022071406 | 5 | 0.62562 | 62562 | 0.19378 | 10076.56 | 0 | 0 | 1 | 5000 | 10076.56 | 0 | 0 | 0 | 0 | 0 | 47485.44 | 0 | 0 | 0 | 0 | 0 | 47485.44
2022071407 | 5 | 0.63324 | 63324 | 0.20284 | 10547.68 | 0.00095 | 84.55 | 1 | 5000 | 10547.68 | 84.55 | 0 | 0 | 0 | 0 | 47691.77 | 0 | 0 | 0 | 0 | 0 | 47691.77
2022071408 | 5 | 0.64274 | 64274 | 0.19356 | 10065.12 | 0.09902 | 8812.78 | 1 | 5000 | 10065.12 | 8812.78 | 0 | 0 | 0 | 0 | 40396.1 | 0 | 0 | 0 | 0 | 0 | 40396.1
2022071409 | 5 | 0.67299 | 67299 | 0.12827 | 6670.04 | 0.48381 | 43059.09 | 1 | 5000 | 6670.04 | 43059.09 | 0 | 0 | 0 | 0 | 12569.87 | 0 | 0 | 0 | 0 | 0 | 12569.87
2022071410 | 5 | 0.7186 | 71860 | 0.10833 | 5633.16 | 0.69757 | 62083.73 | 1 | 5000 | 5633.16 | 61226.84 | 0 | 0 | 856.89 | 856.89 | 0 | 728.3565 | 0 | 0 | 0 | 728.3565 | 0
2022071411 | 5 | 0.76865 | 76865 | 0.09088 | 4725.76 | 0.75234 | 66958.26 | 1 | 5000 | 4725.76 | 66958.26 | 0 | 0 | 0 | 0 | 180.98 | 547.3765 | 180.98 | 0 | 0 | 0 | 0
2022071412 | 5 | 0.81106 | 81106 | 0.06885 | 3580.2 | 0.74071 | 65923.19 | 1 | 5000 | 3580.2 | 65923.19 | 0 | 0 | 0 | 0 | 6602.61 | 0 | 547.3765 | 0 | 0 | 0 | 6055.2335
2022071413 | 5 | 0.84283 | 84283 | 0.08286 | 4308.72 | 0.73038 | 65003.82 | 1 | 5000 | 4308.72 | 65003.82 | 0 | 0 | 0 | 0 | 9970.46 | 0 | 0 | 0 | 0 | 0 | 9970.46
2022071414 | 5 | 0.86022 | 86022 | 0.1098 | 5709.6 | 0.70842 | 63049.38 | 1 | 5000 | 5709.6 | 63049.38 | 0 | 0 | 0 | 0 | 12263.02 | 0 | 0 | 0 | 0 | 0 | 12263.02
2022071415 | 5 | 0.86837 | 86837 | 0.17533 | 9117.16 | 0.64849 | 57715.61 | 1 | 5000 | 9117.16 | 57715.61 | 0 | 0 | 0 | 0 | 15004.23 | 0 | 0 | 0 | 0 | 0 | 15004.23
2022071416 | 5 | 0.87392 | 87392 | 0.24914 | 12955.28 | 0.61463 | 54702.07 | 1 | 5000 | 12955.28 | 54702.07 | 0 | 0 | 0 | 0 | 14734.65 | 0 | 0 | 0 | 0 | 0 | 14734.65
2022071417 | 5 | 0.87971 | 87971 | 0.33551 | 17446.52 | 0.57725 | 51375.25 | 1 | 5000 | 17446.52 | 51375.25 | 0 | 0 | 0 | 0 | 14149.23 | 0 | 0 | 0 | 0 | 0 | 14149.23
2022071418 | 5 | 0.8684 | 86840 | 0.40263 | 20936.76 | 0.57424 | 51107.36 | 1 | 5000 | 20936.76 | 51107.36 | 0 | 0 | 0 | 0 | 9795.88 | 0 | 0 | 0 | 0 | 0 | 9795.88
2022071419 | 5 | 0.84254 | 84254 | 0.4256 | 22131.2 | 0.43748 | 38935.72 | 1 | 5000 | 22131.2 | 38935.72 | 0 | 0 | 0 | 0 | 18187.08 | 0 | 0 | 0 | 0 | 0 | 18187.08
2022071420 | 5 | 0.80672 | 80672 | 0.41142 | 21393.84 | 0.18752 | 16689.28 | 1 | 5000 | 21393.84 | 16689.28 | 0 | 0 | 0 | 0 | 37588.88 | 0 | 0 | 0 | 0 | 0 | 37588.88
2022071421 | 5 | 0.77647 | 77647 | 0.41149 | 21397.48 | 0.03248 | 2890.72 | 1 | 5000 | 21397.48 | 2890.72 | 0 | 0 | 0 | 0 | 48358.8 | 0 | 0 | 0 | 0 | 0 | 48358.8
2022071422 | 5 | 0.75307 | 75307 | 0.42933 | 22325.16 | 0 | 0 | 1 | 5000 | 22325.16 | 0 | 0 | 0 | 0 | 0 | 47981.84 | 0 | 0 | 0 | 0 | 0 | 47981.84
2022071423 | 5 | 0.70986 | 70986 | 0.4109 | 21366.8 | 0 | 0 | 1 | 5000 | 21366.8 | 0 | 0 | 0 | 0 | 0 | 44619.2 | 0 | 0 | 0 | 0 | 0 | 44619.2
2022071424 | 5 | 0.66233 | 66233 | 0.34464 | 17921.28 | 0 | 0 | 1 | 5000 | 17921.28 | 0 | 0 | 0 | 0 | 0 | 43311.72 | 0 | 0 | 0 | 0 | 0 | 43311.72
2022071501 | 6 | 0.61949 | 61949 | 0.26629 | 13847.08 | 0 | 0 | 1 | 5000 | 13847.08 | 0 | 0 | 0 | 0 | 0 | 43101.92 | 0 | 0 | 0 | 0 | 0 | 43101.92
2022071502 | 6 | 0.58742 | 58742 | 0.203 | 10556 | 0 | 0 | 1 | 5000 | 10556 | 0 | 0 | 0 | 0 | 0 | 43186 | 0 | 0 | 0 | 0 | 0 | 43186
2022071503 | 6 | 0.56427 | 56427 | 0.16754 | 8712.08 | 0 | 0 | 1 | 5000 | 8712.08 | 0 | 0 | 0 | 0 | 0 | 42714.92 | 0 | 0 | 0 | 0 | 0 | 42714.92
2022071504 | 6 | 0.54885 | 54885 | 0.17341 | 9017.32 | 0 | 0 | 1 | 5000 | 9017.32 | 0 | 0 | 0 | 0 | 0 | 40867.68 | 0 | 0 | 0 | 0 | 0 | 40867.68
2022071505 | 6 | 0.54436 | 54436 | 0.15846 | 8239.92 | 0 | 0 | 1 | 5000 | 8239.92 | 0 | 0 | 0 | 0 | 0 | 41196.08 | 0 | 0 | 0 | 0 | 0 | 41196.08
2022071506 | 6 | 0.55117 | 55117 | 0.16131 | 8388.12 | 0 | 0 | 1 | 5000 | 8388.12 | 0 | 0 | 0 | 0 | 0 | 41728.88 | 0 | 0 | 0 | 0 | 0 | 41728.88
2022071507 | 6 | 0.56232 | 56232 | 0.13648 | 7096.96 | 0.00221 | 196.69 | 1 | 5000 | 7096.96 | 196.69 | 0 | 0 | 0 | 0 | 43938.35 | 0 | 0 | 0 | 0 | 0 | 43938.35
2022071508 | 6 | 0.57909 | 57909 | 0.10672 | 5549.44 | 0.15624 | 13905.36 | 1 | 5000 | 5549.44 | 13905.36 | 0 | 0 | 0 | 0 | 33454.2 | 0 | 0 | 0 | 0 | 0 | 33454.2
2022071509 | 6 | 0.61738 | 61738 | 0.05883 | 3059.16 | 0.57058 | 50781.62 | 1 | 5000 | 3059.16 | 50781.62 | 0 | 0 | 0 | 0 | 2897.22 | 0 | 0 | 0 | 0 | 0 | 2897.22
2022071510 | 6 | 0.66493 | 66493 | 0.05839 | 3036.28 | 0.74331 | 66154.59 | 1 | 5000 | 3036.28 | 58456.72 | 0 | 0 | 7697.87 | 7697.87 | 0 | 6543.1895 | 0 | 0 | 0 | 6543.1895 | 0
2022071511 | 6 | 0.71835 | 71835 | 0.0738 | 3837.6 | 0.76437 | 68028.93 | 1 | 5000 | 3837.6 | 62997.4 | 0 | 0 | 5031.53 | 5031.53 | 0 | 10819.99 | 0 | 0 | 0 | 4276.8005 | 0
2022071512 | 6 | 0.77216 | 77216 | 0.08055 | 4188.6 | 0.76179 | 67799.31 | 1 | 5000 | 4188.6 | 67799.31 | 0 | 0 | 0 | 0 | 228.09 | 10591.9 | 228.09 | 0 | 0 | 0 | 0
2022071513 | 6 | 0.81736 | 81736 | 0.08659 | 4502.68 | 0.76881 | 68424.09 | 1 | 5000 | 4502.68 | 68424.09 | 0 | 0 | 0 | 0 | 3809.23 | 6782.67 | 3809.23 | 0 | 0 | 0 | 0
2022071514 | 6 | 0.84968 | 84968 | 0.08919 | 4637.88 | 0.76585 | 68160.65 | 1 | 5000 | 4637.88 | 68160.65 | 0 | 0 | 0 | 0 | 7169.47 | 0 | 6782.67 | 0 | 0 | 0 | 386.8
2022071515 | 6 | 0.86873 | 86873 | 0.1008 | 5241.6 | 0.77388 | 68875.32 | 1 | 5000 | 5241.6 | 68875.32 | 0 | 0 | 0 | 0 | 7756.08 | 0 | 0 | 0 | 0 | 0 | 7756.08
2022071516 | 6 | 0.87262 | 87262 | 0.11365 | 5909.8 | 0.73744 | 65632.16 | 1 | 5000 | 5909.8 | 65632.16 | 0 | 0 | 0 | 0 | 10720.04 | 0 | 0 | 0 | 0 | 0 | 10720.04
2022071517 | 6 | 0.87695 | 87695 | 0.1287 | 6692.4 | 0.69926 | 62234.14 | 1 | 5000 | 6692.4 | 62234.14 | 0 | 0 | 0 | 0 | 13768.46 | 0 | 0 | 0 | 0 | 0 | 13768.46
2022071518 | 6 | 0.87482 | 87482 | 0.13846 | 7199.92 | 0.70057 | 62350.73 | 1 | 5000 | 7199.92 | 62350.73 | 0 | 0 | 0 | 0 | 12931.35 | 0 | 0 | 0 | 0 | 0 | 12931.35
2022071519 | 6 | 0.85655 | 85655 | 0.17182 | 8934.64 | 0.65328 | 58141.92 | 1 | 5000 | 8934.64 | 58141.92 | 0 | 0 | 0 | 0 | 13578.44 | 0 | 0 | 0 | 0 | 0 | 13578.44
2022071520 | 6 | 0.83177 | 83177 | 0.22836 | 11874.72 | 0.38122 | 33928.58 | 1 | 5000 | 11874.72 | 33928.58 | 0 | 0 | 0 | 0 | 32373.7 | 0 | 0 | 0 | 0 | 0 | 32373.7
2022071521 | 6 | 0.80147 | 80147 | 0.27026 | 14053.52 | 0.05197 | 4625.33 | 1 | 5000 | 14053.52 | 4625.33 | 0 | 0 | 0 | 0 | 56468.15 | 0 | 0 | 0 | 0 | 0 | 56468.15
2022071522 | 6 | 0.77548 | 77548 | 0.33748 | 17548.96 | 0 | 0 | 1 | 5000 | 17548.96 | 0 | 0 | 0 | 0 | 0 | 54999.04 | 0 | 0 | 0 | 0 | 0 | 54999.04
2022071523 | 6 | 0.73298 | 73298 | 0.42876 | 22295.52 | 0 | 0 | 1 | 5000 | 22295.52 | 0 | 0 | 0 | 0 | 0 | 46002.48 | 0 | 0 | 0 | 0 | 0 | 46002.48
2022071524 | 6 | 0.68923 | 68923 | 0.47262 | 24576.24 | 0 | 0 | 1 | 5000 | 24576.24 | 0 | 0 | 0 | 0 | 0 | 39346.76 | 0 | 0 | 0 | 0 | 0 | 39346.76
2022071601 | 7 | 0.64898 | 64898 | 0.48275 | 25103 | 0 | 0 | 1 | 5000 | 25103 | 0 | 0 | 0 | 0 | 0 | 34795 | 0 | 0 | 0 | 0 | 0 | 34795
2022071602 | 7 | 0.61596 | 61596 | 0.46894 | 24384.88 | 0 | 0 | 1 | 5000 | 24384.88 | 0 | 0 | 0 | 0 | 0 | 32211.12 | 0 | 0 | 0 | 0 | 0 | 32211.12
2022071603 | 7 | 0.59022 | 59022 | 0.45099 | 23451.48 | 0 | 0 | 1 | 5000 | 23451.48 | 0 | 0 | 0 | 0 | 0 | 30570.52 | 0 | 0 | 0 | 0 | 0 | 30570.52
2022071604 | 7 | 0.57556 | 57556 | 0.42173 | 21929.96 | 0 | 0 | 1 | 5000 | 21929.96 | 0 | 0 | 0 | 0 | 0 | 30626.04 | 0 | 0 | 0 | 0 | 0 | 30626.04
2022071605 | 7 | 0.56095 | 56095 | 0.37336 | 19414.72 | 0 | 0 | 1 | 5000 | 19414.72 | 0 | 0 | 0 | 0 | 0 | 31680.28 | 0 | 0 | 0 | 0 | 0 | 31680.28
2022071606 | 7 | 0.55645 | 55645 | 0.33194 | 17260.88 | 0 | 0 | 1 | 5000 | 17260.88 | 0 | 0 | 0 | 0 | 0 | 33384.12 | 0 | 0 | 0 | 0 | 0 | 33384.12
2022071607 | 7 | 0.55462 | 55462 | 0.2961 | 15397.2 | 0.00219 | 194.91 | 1 | 5000 | 15397.2 | 194.91 | 0 | 0 | 0 | 0 | 34869.89 | 0 | 0 | 0 | 0 | 0 | 34869.89
2022071608 | 7 | 0.56422 | 56422 | 0.25039 | 13020.28 | 0.15309 | 13625.01 | 1 | 5000 | 13020.28 | 13625.01 | 0 | 0 | 0 | 0 | 24776.71 | 0 | 0 | 0 | 0 | 0 | 24776.71
2022071609 | 7 | 0.60463 | 60463 | 0.16186 | 8416.72 | 0.5772 | 51370.8 | 1 | 5000 | 8416.72 | 47046.28 | 0 | 0 | 4324.52 | 4324.52 | 0 | 3675.842 | 0 | 0 | 0 | 3675.842 | 0
2022071610 | 7 | 0.65659 | 65659 | 0.16061 | 8351.72 | 0.75947 | 67592.83 | 1 | 5000 | 8351.72 | 52307.28 | 0 | 0 | 15285.55 | 15285.55 | 0 | 16668.5595 | 0 | 0 | 0 | 12992.7175 | 0
2022071611 | 7 | 0.71234 | 71234 | 0.14035 | 7298.2 | 0.79972 | 71175.08 | 1 | 5000 | 7298.2 | 58935.8 | 0 | 0 | 12239.28 | 12239.28 | 0 | 27071.9475 | 0 | 0 | 0 | 10403.388 | 0
2022071612 | 7 | 0.76775 | 76775 | 0.10242 | 5325.84 | 0.80127 | 71313.03 | 1 | 5000 | 5325.84 | 66449.16 | 0 | 0 | 4863.87 | 4863.87 | 0 | 31206.237 | 0 | 0 | 0 | 4134.2895 | 0
2022071613 | 7 | 0.81273 | 81273 | 0.09757 | 5073.64 | 0.79408 | 70673.12 | 1 | 5000 | 5073.64 | 70673.12 | 0 | 0 | 0 | 0 | 526.24 | 30679.997 | 526.24 | 0 | 0 | 0 | 0
2022071614 | 7 | 0.85135 | 85135 | 0.13413 | 6974.76 | 0.8002 | 71217.8 | 1 | 5000 | 6974.76 | 71217.8 | 0 | 0 | 0 | 0 | 1942.44 | 28737.557 | 1942.44 | 0 | 0 | 0 | 0
2022071615 | 7 | 0.88302 | 88302 | 0.16932 | 8804.64 | 0.78568 | 69925.52 | 1 | 5000 | 8804.64 | 69925.52 | 0 | 0 | 0 | 0 | 4571.84 | 24165.717 | 4571.84 | 0 | 0 | 0 | 0
2022071616 | 7 | 0.90527 | 90527 | 0.20269 | 10539.88 | 0.76934 | 68471.26 | 1 | 5000 | 10539.88 | 68471.26 | 0 | 0 | 0 | 0 | 6515.86 | 17649.857 | 6515.86 | 0 | 0 | 0 | 0
2022071617 | 7 | 0.92074 | 92074 | 0.23112 | 12018.24 | 0.74196 | 66034.44 | 1 | 5000 | 12018.24 | 66034.44 | 0 | 0 | 0 | 0 | 9021.32 | 8628.537 | 9021.32 | 0 | 0 | 0 | 0
2022071618 | 7 | 0.92214 | 92214 | 0.24684 | 12835.68 | 0.70647 | 62875.83 | 1 | 5000 | 12835.68 | 62875.83 | 0 | 0 | 0 | 0 | 11502.49 | 0 | 8628.537 | 0 | 0 | 0 | 2873.953
2022071619 | 7 | 0.90938 | 90938 | 0.2564 | 13332.8 | 0.60932 | 54229.48 | 1 | 5000 | 13332.8 | 54229.48 | 0 | 0 | 0 | 0 | 18375.72 | 0 | 0 | 0 | 0 | 0 | 18375.72
2022071620 | 7 | 0.88093 | 88093 | 0.26654 | 13860.08 | 0.3715 | 33063.5 | 1 | 5000 | 13860.08 | 33063.5 | 0 | 0 | 0 | 0 | 36169.42 | 0 | 0 | 0 | 0 | 0 | 36169.42
2022071621 | 7 | 0.84587 | 84587 | 0.27032 | 14056.64 | 0.05117 | 4554.13 | 1 | 5000 | 14056.64 | 4554.13 | 0 | 0 | 0 | 0 | 60976.23 | 0 | 0 | 0 | 0 | 0 | 60976.23
2022071622 | 7 | 0.81798 | 81798 | 0.32827 | 17070.04 | 0 | 0 | 1 | 5000 | 17070.04 | 0 | 0 | 0 | 0 | 0 | 59727.96 | 0 | 0 | 0 | 0 | 0 | 59727.96
2022071623 | 7 | 0.77568 | 77568 | 0.39593 | 20588.36 | 0 | 0 | 1 | 5000 | 20588.36 | 0 | 0 | 0 | 0 | 0 | 51979.64 | 0 | 0 | 0 | 0 | 0 | 51979.64
2022071624 | 7 | 0.72925 | 72925 | 0.43851 | 22802.52 | 0 | 0 | 1 | 5000 | 22802.52 | 0 | 0 | 0 | 0 | 0 | 45122.48 | 0 | 0 | 0 | 0 | 0 | 45122.48
2022071701 | 1 | 0.68653 | 68653 | 0.46063 | 23952.76 | 0 | 0 | 1 | 5000 | 23952.76 | 0 | 0 | 0 | 0 | 0 | 39700.24 | 0 | 0 | 0 | 0 | 0 | 39700.24
2022071702 | 1 | 0.65011 | 65011 | 0.47328 | 24610.56 | 0 | 0 | 1 | 5000 | 24610.56 | 0 | 0 | 0 | 0 | 0 | 35400.44 | 0 | 0 | 0 | 0 | 0 | 35400.44
2022071703 | 1 | 0.62174 | 62174 | 0.45048 | 23424.96 | 0 | 0 | 1 | 5000 | 23424.96 | 0 | 0 | 0 | 0 | 0 | 33749.04 | 0 | 0 | 0 | 0 | 0 | 33749.04
2022071704 | 1 | 0.59999 | 59999 | 0.43727 | 22738.04 | 0 | 0 | 1 | 5000 | 22738.04 | 0 | 0 | 0 | 0 | 0 | 32260.96 | 0 | 0 | 0 | 0 | 0 | 32260.96
2022071705 | 1 | 0.58319 | 58319 | 0.44434 | 23105.68 | 0 | 0 | 1 | 5000 | 23105.68 | 0 | 0 | 0 | 0 | 0 | 30213.32 | 0 | 0 | 0 | 0 | 0 | 30213.32
2022071706 | 1 | 0.57286 | 57286 | 0.42217 | 21952.84 | 0 | 0 | 1 | 5000 | 21952.84 | 0 | 0 | 0 | 0 | 0 | 30333.16 | 0 | 0 | 0 | 0 | 0 | 30333.16
2022071707 | 1 | 0.56301 | 56301 | 0.39662 | 20624.24 | 0.00088 | 78.32 | 1 | 5000 | 20624.24 | 78.32 | 0 | 0 | 0 | 0 | 30598.44 | 0 | 0 | 0 | 0 | 0 | 30598.44
2022071708 | 1 | 0.56408 | 56408 | 0.34333 | 17853.16 | 0.10018 | 8916.02 | 1 | 5000 | 17853.16 | 8916.02 | 0 | 0 | 0 | 0 | 24638.82 | 0 | 0 | 0 | 0 | 0 | 24638.82
2022071709 | 1 | 0.59921 | 59921 | 0.27539 | 14320.28 | 0.47384 | 42171.76 | 1 | 5000 | 14320.28 | 40600.72 | 0 | 0 | 1571.04 | 1571.04 | 0 | 1335.384 | 0 | 0 | 0 | 1335.384 | 0
2022071710 | 1 | 0.65059 | 65059 | 0.2852 | 14830.4 | 0.69495 | 61850.55 | 1 | 5000 | 14830.4 | 45228.6 | 0 | 0 | 16621.95 | 16621.95 | 0 | 15464.0415 | 0 | 0 | 0 | 14128.6575 | 0
2022071711 | 1 | 0.7079 | 70790 | 0.25762 | 13396.24 | 0.77005 | 68534.45 | 1 | 5000 | 13396.24 | 52393.76 | 0 | 0 | 16140.69 | 16140.69 | 0 | 29183.628 | 0 | 0 | 0 | 13719.5865 | 0
2022071712 | 1 | 0.7656 | 76560 | 0.20848 | 10840.96 | 0.78484 | 69850.76 | 1 | 5000 | 10840.96 | 60719.04 | 0 | 0 | 9131.72 | 9131.72 | 0 | 36945.59 | 0 | 0 | 0 | 7761.962 | 0
2022071713 | 1 | 0.81978 | 81978 | 0.15491 | 8055.32 | 0.79356 | 70626.84 | 1 | 5000 | 8055.32 | 68922.68 | 0 | 0 | 1704.16 | 1704.16 | 0 | 38394.126 | 0 | 0 | 0 | 1448.536 | 0
2022071714 | 1 | 0.86771 | 86771 | 0.13786 | 7168.72 | 0.75738 | 67406.82 | 1 | 5000 | 7168.72 | 67406.82 | 0 | 0 | 0 | 0 | 7195.46 | 31198.666 | 7195.46 | 0 | 0 | 0 | 0
2022071715 | 1 | 0.90349 | 90349 | 0.14832 | 7712.64 | 0.7315 | 65103.5 | 1 | 5000 | 7712.64 | 65103.5 | 0 | 0 | 0 | 0 | 12532.86 | 18665.806 | 12532.86 | 0 | 0 | 0 | 0
2022071716 | 1 | 0.92693 | 92693 | 0.15706 | 8167.12 | 0.73219 | 65164.91 | 1 | 5000 | 8167.12 | 65164.91 | 0 | 0 | 0 | 0 | 14360.97 | 4304.836 | 14360.97 | 0 | 0 | 0 | 0
2022071717 | 1 | 0.9435 | 94350 | 0.16571 | 8616.92 | 0.70597 | 62831.33 | 1 | 5000 | 8616.92 | 62831.33 | 0 | 0 | 0 | 0 | 17901.75 | 0 | 4304.836 | 0 | 0 | 0 | 13596.914
2022071718 | 1 | 0.94282 | 94282 | 0.16708 | 8688.16 | 0.61625 | 54846.25 | 1 | 5000 | 8688.16 | 54846.25 | 0 | 0 | 0 | 0 | 25747.59 | 0 | 0 | 0 | 0 | 0 | 25747.59
2022071719 | 1 | 0.92718 | 92718 | 0.17826 | 9269.52 | 0.44409 | 39524.01 | 1 | 5000 | 9269.52 | 39524.01 | 0 | 0 | 0 | 0 | 38924.47 | 0 | 0 | 0 | 0 | 0 | 38924.47
2022071720 | 1 | 0.8985 | 89850 | 0.20043 | 10422.36 | 0.22179 | 19739.31 | 1 | 5000 | 10422.36 | 19739.31 | 0 | 0 | 0 | 0 | 54688.33 | 0 | 0 | 0 | 0 | 0 | 54688.33
2022071721 | 1 | 0.87022 | 87022 | 0.2562 | 13322.4 | 0.02832 | 2520.48 | 1 | 5000 | 13322.4 | 2520.48 | 0 | 0 | 0 | 0 | 66179.12 | 0 | 0 | 0 | 0 | 0 | 66179.12
2022071722 | 1 | 0.84678 | 84678 | 0.33628 | 17486.56 | 0 | 0 | 1 | 5000 | 17486.56 | 0 | 0 | 0 | 0 | 0 | 62191.44 | 0 | 0 | 0 | 0 | 0 | 62191.44
2022071723 | 1 | 0.80154 | 80154 | 0.43122 | 22423.44 | 0 | 0 | 1 | 5000 | 22423.44 | 0 | 0 | 0 | 0 | 0 | 52730.56 | 0 | 0 | 0 | 0 | 0 | 52730.56
2022071724 | 1 | 0.75105 | 75105 | 0.4857 | 25256.4 | 0 | 0 | 1 | 5000 | 25256.4 | 0 | 0 | 0 | 0 | 0 | 44848.6 | 0 | 0 | 0 | 0 | 0 | 44848.6
2022071801 | 2 | 0.70442 | 70442 | 0.50475 | 26247 | 0 | 0 | 1 | 5000 | 26247 | 0 | 0 | 0 | 0 | 0 | 39195 | 0 | 0 | 0 | 0 | 0 | 39195
2022071802 | 2 | 0.66696 | 66696 | 0.50445 | 26231.4 | 0 | 0 | 1 | 5000 | 26231.4 | 0 | 0 | 0 | 0 | 0 | 35464.6 | 0 | 0 | 0 | 0 | 0 | 35464.6
2022071803 | 2 | 0.63886 | 63886 | 0.48159 | 25042.68 | 0 | 0 | 1 | 5000 | 25042.68 | 0 | 0 | 0 | 0 | 0 | 33843.32 | 0 | 0 | 0 | 0 | 0 | 33843.32
2022071804 | 2 | 0.61933 | 61933 | 0.44299 | 23035.48 | 0 | 0 | 1 | 5000 | 23035.48 | 0 | 0 | 0 | 0 | 0 | 33897.52 | 0 | 0 | 0 | 0 | 0 | 33897.52
2022071805 | 2 | 0.60896 | 60896 | 0.40253 | 20931.56 | 0 | 0 | 1 | 5000 | 20931.56 | 0 | 0 | 0 | 0 | 0 | 34964.44 | 0 | 0 | 0 | 0 | 0 | 34964.44
2022071806 | 2 | 0.61326 | 61326 | 0.38044 | 19782.88 | 0 | 0 | 1 | 5000 | 19782.88 | 0 | 0 | 0 | 0 | 0 | 36543.12 | 0 | 0 | 0 | 0 | 0 | 36543.12
2022071807 | 2 | 0.61995 | 61995 | 0.34794 | 18092.88 | 0.00052 | 46.28 | 1 | 5000 | 18092.88 | 46.28 | 0 | 0 | 0 | 0 | 38855.84 | 0 | 0 | 0 | 0 | 0 | 38855.84
2022071808 | 2 | 0.63005 | 63005 | 0.31073 | 16157.96 | 0.10112 | 8999.68 | 1 | 5000 | 16157.96 | 8999.68 | 0 | 0 | 0 | 0 | 32847.36 | 0 | 0 | 0 | 0 | 0 | 32847.36
2022071809 | 2 | 0.66497 | 66497 | 0.23453 | 12195.56 | 0.47567 | 42334.63 | 1 | 5000 | 12195.56 | 42334.63 | 0 | 0 | 0 | 0 | 6966.81 | 0 | 0 | 0 | 0 | 0 | 6966.81
2022071810 | 2 | 0.7145 | 71450 | 0.21967 | 11422.84 | 0.6809 | 60600.1 | 1 | 5000 | 11422.84 | 55027.16 | 0 | 0 | 5572.94 | 5572.94 | 0 | 4736.999 | 0 | 0 | 0 | 4736.999 | 0
2022071811 | 2 | 0.77062 | 77062 | 0.19376 | 10075.52 | 0.765 | 68085 | 1 | 5000 | 10075.52 | 61986.48 | 0 | 0 | 6098.52 | 6098.52 | 0 | 9920.741 | 0 | 0 | 0 | 5183.742 | 0
2022071812 | 2 | 0.82709 | 82709 | 0.14862 | 7728.24 | 0.79075 | 70376.75 | 1 | 5000 | 7728.24 | 69980.76 | 0 | 0 | 395.99 | 395.99 | 0 | 10257.3325 | 0 | 0 | 0 | 336.5915 | 0
2022071813 | 2 | 0.88169 | 88169 | 0.10886 | 5660.72 | 0.79508 | 70762.12 | 1 | 5000 | 5660.72 | 70762.12 | 0 | 0 | 0 | 0 | 6746.16 | 3511.1725 | 6746.16 | 0 | 0 | 0 | 0
2022071814 | 2 | 0.9268 | 92680 | 0.10713 | 5570.76 | 0.7975 | 70977.5 | 1 | 5000 | 5570.76 | 70977.5 | 0 | 0 | 0 | 0 | 11131.74 | 0 | 3511.1725 | 0 | 0 | 0 | 7620.5675
2022071815 | 2 | 0.96303 | 96303 | 0.12348 | 6420.96 | 0.79318 | 70593.02 | 1 | 5000 | 6420.96 | 70593.02 | 0 | 0 | 0 | 0 | 14289.02 | 0 | 0 | 0 | 0 | 0 | 14289.02
2022071816 | 2 | 0.98251 | 98251 | 0.13521 | 7030.92 | 0.78082 | 69492.98 | 1 | 5000 | 7030.92 | 69492.98 | 0 | 0 | 0 | 0 | 16727.1 | 0 | 0 | 0 | 0 | 0 | 16727.1
2022071817 | 2 | 0.98974 | 98974 | 0.14686 | 7636.72 | 0.76291 | 67898.99 | 1 | 5000 | 7636.72 | 67898.99 | 0 | 0 | 0 | 0 | 18438.29 | 0 | 0 | 0 | 0 | 0 | 18438.29
2022071818 | 2 | 0.98995 | 98995 | 0.15885 | 8260.2 | 0.72864 | 64848.96 | 1 | 5000 | 8260.2 | 64848.96 | 0 | 0 | 0 | 0 | 20885.84 | 0 | 0 | 0 | 0 | 0 | 20885.84
2022071819 | 2 | 0.97631 | 97631 | 0.17173 | 8929.96 | 0.61089 | 54369.21 | 1 | 5000 | 8929.96 | 54369.21 | 0 | 0 | 0 | 0 | 29331.83 | 0 | 0 | 0 | 0 | 0 | 29331.83
2022071820 | 2 | 0.94439 | 94439 | 0.20383 | 10599.16 | 0.3068 | 27305.2 | 1 | 5000 | 10599.16 | 27305.2 | 0 | 0 | 0 | 0 | 51534.64 | 0 | 0 | 0 | 0 | 0 | 51534.64
2022071821 | 2 | 0.91135 | 91135 | 0.26679 | 13873.08 | 0.03487 | 3103.43 | 1 | 5000 | 13873.08 | 3103.43 | 0 | 0 | 0 | 0 | 69158.49 | 0 | 0 | 0 | 0 | 0 | 69158.49
2022071822 | 2 | 0.88478 | 88478 | 0.36957 | 19217.64 | 0 | 0 | 1 | 5000 | 19217.64 | 0 | 0 | 0 | 0 | 0 | 64260.36 | 0 | 0 | 0 | 0 | 0 | 64260.36
2022071823 | 2 | 0.83508 | 83508 | 0.45841 | 23837.32 | 0 | 0 | 1 | 5000 | 23837.32 | 0 | 0 | 0 | 0 | 0 | 54670.68 | 0 | 0 | 0 | 0 | 0 | 54670.68
2022071824 | 2 | 0.77923 | 77923 | 0.51266 | 26658.32 | 4e-05 | 3.56 | 1 | 5000 | 26658.32 | 3.56 | 0 | 0 | 0 | 0 | 46261.12 | 0 | 0 | 0 | 0 | 0 | 46261.12
2022071901 | 3 | 0.73301 | 73301 | 0.54572 | 28377.44 | 5e-05 | 4.45 | 1 | 5000 | 28377.44 | 4.45 | 0 | 0 | 0 | 0 | 39919.11 | 0 | 0 | 0 | 0 | 0 | 39919.11
2022071902 | 3 | 0.696 | 69600 | 0.56349 | 29301.48 | 5e-05 | 4.45 | 1 | 5000 | 29301.48 | 4.45 | 0 | 0 | 0 | 0 | 35294.07 | 0 | 0 | 0 | 0 | 0 | 35294.07
2022071903 | 3 | 0.66688 | 66688 | 0.5573 | 28979.6 | 5e-05 | 4.45 | 1 | 5000 | 28979.6 | 4.45 | 0 | 0 | 0 | 0 | 32703.95 | 0 | 0 | 0 | 0 | 0 | 32703.95
2022071904 | 3 | 0.64777 | 64777 | 0.53823 | 27987.96 | 4e-05 | 3.56 | 1 | 5000 | 27987.96 | 3.56 | 0 | 0 | 0 | 0 | 31785.48 | 0 | 0 | 0 | 0 | 0 | 31785.48
2022071905 | 3 | 0.63964 | 63964 | 0.54626 | 28405.52 | 0 | 0 | 1 | 5000 | 28405.52 | 0 | 0 | 0 | 0 | 0 | 30558.48 | 0 | 0 | 0 | 0 | 0 | 30558.48
2022071906 | 3 | 0.64114 | 64114 | 0.54641 | 28413.32 | 4e-05 | 3.56 | 1 | 5000 | 28413.32 | 3.56 | 0 | 0 | 0 | 0 | 30697.12 | 0 | 0 | 0 | 0 | 0 | 30697.12
2022071907 | 3 | 0.64802 | 64802 | 0.54199 | 28183.48 | 0.00126 | 112.14 | 1 | 5000 | 28183.48 | 112.14 | 0 | 0 | 0 | 0 | 31506.38 | 0 | 0 | 0 | 0 | 0 | 31506.38
2022071908 | 3 | 0.65782 | 65782 | 0.51659 | 26862.68 | 0.12871 | 11455.19 | 1 | 5000 | 26862.68 | 11455.19 | 0 | 0 | 0 | 0 | 22464.13 | 0 | 0 | 0 | 0 | 0 | 22464.13
2022071909 | 3 | 0.69198 | 69198 | 0.45476 | 23647.52 | 0.51153 | 45526.17 | 1 | 5000 | 23647.52 | 40550.48 | 0 | 0 | 4975.69 | 4975.69 | 0 | 4229.3365 | 0 | 0 | 0 | 4229.3365 | 0
2022071910 | 3 | 0.7426 | 74260 | 0.4871 | 25329.2 | 0.69661 | 61998.29 | 1 | 5000 | 25329.2 | 43930.8 | 0 | 0 | 18067.49 | 18067.49 | 0 | 19586.703 | 0 | 0 | 0 | 15357.3665 | 0
2022071911 | 3 | 0.79665 | 79665 | 0.44295 | 23033.4 | 0.77246 | 68748.94 | 1 | 5000 | 23033.4 | 51631.6 | 0 | 0 | 17117.34 | 17117.34 | 0 | 34136.442 | 0 | 0 | 0 | 14549.739 | 0
2022071912 | 3 | 0.85105 | 85105 | 0.39299 | 20435.48 | 0.7666 | 68227.4 | 1 | 5000 | 20435.48 | 59669.52 | 0 | 0 | 8557.88 | 8557.88 | 0 | 41410.64 | 0 | 0 | 0 | 7274.198 | 0
2022071913 | 3 | 0.90469 | 90469 | 0.39038 | 20299.76 | 0.77518 | 68991.02 | 1 | 5000 | 20299.76 | 65169.24 | 0 | 0 | 3821.78 | 3821.78 | 0 | 44659.153 | 0 | 0 | 0 | 3248.513 | 0
2022071914 | 3 | 0.95252 | 95252 | 0.38046 | 19783.92 | 0.75708 | 67380.12 | 1 | 5000 | 19783.92 | 67380.12 | 0 | 0 | 0 | 0 | 3087.96 | 41571.193 | 3087.96 | 0 | 0 | 0 | 0
2022071915 | 3 | 0.98603 | 98603 | 0.35695 | 18561.4 | 0.76198 | 67816.22 | 1 | 5000 | 18561.4 | 67816.22 | 0 | 0 | 0 | 0 | 7225.38 | 34345.813 | 7225.38 | 0 | 0 | 0 | 0
2022071916 | 3 | 0.99287 | 99287 | 0.33151 | 17238.52 | 0.77138 | 68652.82 | 1 | 5000 | 17238.52 | 68652.82 | 0 | 0 | 0 | 0 | 8395.66 | 25950.153 | 8395.66 | 0 | 0 | 0 | 0
2022071917 | 3 | 0.99743 | 99743 | 0.31132 | 16188.64 | 0.75859 | 67514.51 | 1 | 5000 | 16188.64 | 67514.51 | 0 | 0 | 0 | 0 | 11039.85 | 14910.303 | 11039.85 | 0 | 0 | 0 | 0
2022071918 | 3 | 0.99468 | 99468 | 0.30376 | 15795.52 | 0.71807 | 63908.23 | 1 | 5000 | 15795.52 | 63908.23 | 0 | 0 | 0 | 0 | 14764.25 | 146.053 | 14764.25 | 0 | 0 | 0 | 0
2022071919 | 3 | 0.98411 | 98411 | 0.30959 | 16098.68 | 0.55989 | 49830.21 | 1 | 5000 | 16098.68 | 49830.21 | 0 | 0 | 0 | 0 | 27482.11 | 0 | 146.053 | 0 | 0 | 0 | 27336.057
2022071920 | 3 | 0.95944 | 95944 | 0.34933 | 18165.16 | 0.25556 | 22744.84 | 1 | 5000 | 18165.16 | 22744.84 | 0 | 0 | 0 | 0 | 50034 | 0 | 0 | 0 | 0 | 0 | 50034
2022071921 | 3 | 0.92617 | 92617 | 0.40988 | 21313.76 | 0.03286 | 2924.54 | 1 | 5000 | 21313.76 | 2924.54 | 0 | 0 | 0 | 0 | 63378.7 | 0 | 0 | 0 | 0 | 0 | 63378.7
2022071922 | 3 | 0.89557 | 89557 | 0.53007 | 27563.64 | 0 | 0 | 1 | 5000 | 27563.64 | 0 | 0 | 0 | 0 | 0 | 56993.36 | 0 | 0 | 0 | 0 | 0 | 56993.36
2022071923 | 3 | 0.84725 | 84725 | 0.60559 | 31490.68 | 0 | 0 | 1 | 5000 | 31490.68 | 0 | 0 | 0 | 0 | 0 | 48234.32 | 0 | 0 | 0 | 0 | 0 | 48234.32
2022071924 | 3 | 0.79392 | 79392 | 0.63059 | 32790.68 | 0 | 0 | 1 | 5000 | 32790.68 | 0 | 0 | 0 | 0 | 0 | 41601.32 | 0 | 0 | 0 | 0 | 0 | 41601.32
2022072001 | 4 | 0.74817 | 74817 | 0.6478 | 33685.6 | 0 | 0 | 1 | 5000 | 33685.6 | 0 | 0 | 0 | 0 | 0 | 36131.4 | 0 | 0 | 0 | 0 | 0 | 36131.4
2022072002 | 4 | 0.71181 | 71181 | 0.6509 | 33846.8 | 0 | 0 | 1 | 5000 | 33846.8 | 0 | 0 | 0 | 0 | 0 | 32334.2 | 0 | 0 | 0 | 0 | 0 | 32334.2
2022072003 | 4 | 0.68455 | 68455 | 0.65184 | 33895.68 | 0 | 0 | 1 | 5000 | 33895.68 | 0 | 0 | 0 | 0 | 0 | 29559.32 | 0 | 0 | 0 | 0 | 0 | 29559.32
2022072004 | 4 | 0.66413 | 66413 | 0.62827 | 32670.04 | 0 | 0 | 1 | 5000 | 32670.04 | 0 | 0 | 0 | 0 | 0 | 28742.96 | 0 | 0 | 0 | 0 | 0 | 28742.96
2022072005 | 4 | 0.65103 | 65103 | 0.57785 | 30048.2 | 0 | 0 | 1 | 5000 | 30048.2 | 0 | 0 | 0 | 0 | 0 | 30054.8 | 0 | 0 | 0 | 0 | 0 | 30054.8
2022072006 | 4 | 0.64996 | 64996 | 0.50586 | 26304.72 | 0 | 0 | 1 | 5000 | 26304.72 | 0 | 0 | 0 | 0 | 0 | 33691.28 | 0 | 0 | 0 | 0 | 0 | 33691.28
2022072007 | 4 | 0.65548 | 65548 | 0.44394 | 23084.88 | 0.00106 | 94.34 | 1 | 5000 | 23084.88 | 94.34 | 0 | 0 | 0 | 0 | 37368.78 | 0 | 0 | 0 | 0 | 0 | 37368.78
2022072008 | 4 | 0.66527 | 66527 | 0.3804 | 19780.8 | 0.09378 | 8346.42 | 1 | 5000 | 19780.8 | 8346.42 | 0 | 0 | 0 | 0 | 33399.78 | 0 | 0 | 0 | 0 | 0 | 33399.78
2022072009 | 4 | 0.69661 | 69661 | 0.34088 | 17725.76 | 0.34552 | 30751.28 | 1 | 5000 | 17725.76 | 30751.28 | 0 | 0 | 0 | 0 | 16183.96 | 0 | 0 | 0 | 0 | 0 | 16183.96
2022072010 | 4 | 0.74234 | 74234 | 0.30772 | 16001.44 | 0.45596 | 40580.44 | 1 | 5000 | 16001.44 | 40580.44 | 0 | 0 | 0 | 0 | 12652.12 | 0 | 0 | 0 | 0 | 0 | 12652.12
2022072011 | 4 | 0.79884 | 79884 | 0.26792 | 13931.84 | 0.56843 | 50590.27 | 1 | 5000 | 13931.84 | 50590.27 | 0 | 0 | 0 | 0 | 10361.89 | 0 | 0 | 0 | 0 | 0 | 10361.89
2022072012 | 4 | 0.85805 | 85805 | 0.24716 | 12852.32 | 0.65739 | 58507.71 | 1 | 5000 | 12852.32 | 58507.71 | 0 | 0 | 0 | 0 | 9444.97 | 0 | 0 | 0 | 0 | 0 | 9444.97
2022072013 | 4 | 0.90972 | 90972 | 0.23287 | 12109.24 | 0.71016 | 63204.24 | 1 | 5000 | 12109.24 | 63204.24 | 0 | 0 | 0 | 0 | 10658.52 | 0 | 0 | 0 | 0 | 0 | 10658.52
2022072014 | 4 | 0.95366 | 95366 | 0.22169 | 11527.88 | 0.68182 | 60681.98 | 1 | 5000 | 11527.88 | 60681.98 | 0 | 0 | 0 | 0 | 18156.14 | 0 | 0 | 0 | 0 | 0 | 18156.14
2022072015 | 4 | 0.98242 | 98242 | 0.2036 | 10587.2 | 0.69322 | 61696.58 | 1 | 5000 | 10587.2 | 61696.58 | 0 | 0 | 0 | 0 | 20958.22 | 0 | 0 | 0 | 0 | 0 | 20958.22
2022072016 | 4 | 0.9946 | 99460 | 0.18729 | 9739.08 | 0.68421 | 60894.69 | 1 | 5000 | 9739.08 | 60894.69 | 0 | 0 | 0 | 0 | 23826.23 | 0 | 0 | 0 | 0 | 0 | 23826.23
2022072017 | 4 | 1 | 100000 | 0.20721 | 10774.92 | 0.66851 | 59497.39 | 1 | 5000 | 10774.92 | 59497.39 | 0 | 0 | 0 | 0 | 24727.69 | 0 | 0 | 0 | 0 | 0 | 24727.69
2022072018 | 4 | 0.99809 | 99809 | 0.24004 | 12482.08 | 0.60091 | 53480.99 | 1 | 5000 | 12482.08 | 53480.99 | 0 | 0 | 0 | 0 | 28845.93 | 0 | 0 | 0 | 0 | 0 | 28845.93
2022072019 | 4 | 0.98344 | 98344 | 0.28165 | 14645.8 | 0.55071 | 49013.19 | 1 | 5000 | 14645.8 | 49013.19 | 0 | 0 | 0 | 0 | 29685.01 | 0 | 0 | 0 | 0 | 0 | 29685.01
2022072020 | 4 | 0.95124 | 95124 | 0.30909 | 16072.68 | 0.29556 | 26304.84 | 1 | 5000 | 16072.68 | 26304.84 | 0 | 0 | 0 | 0 | 47746.48 | 0 | 0 | 0 | 0 | 0 | 47746.48
2022072021 | 4 | 0.91899 | 91899 | 0.31692 | 16479.84 | 0.0338 | 3008.2 | 1 | 5000 | 16479.84 | 3008.2 | 0 | 0 | 0 | 0 | 67410.96 | 0 | 0 | 0 | 0 | 0 | 67410.96
2022072022 | 4 | 0.88759 | 88759 | 0.33336 | 17334.72 | 0 | 0 | 1 | 5000 | 17334.72 | 0 | 0 | 0 | 0 | 0 | 66424.28 | 0 | 0 | 0 | 0 | 0 | 66424.28
2022072023 | 4 | 0.8417 | 84170 | 0.37362 | 19428.24 | 0 | 0 | 1 | 5000 | 19428.24 | 0 | 0 | 0 | 0 | 0 | 59741.76 | 0 | 0 | 0 | 0 | 0 | 59741.76
2022072024 | 4 | 0.79092 | 79092 | 0.45163 | 23484.76 | 0 | 0 | 1 | 5000 | 23484.76 | 0 | 0 | 0 | 0 | 0 | 50607.24 | 0 | 0 | 0 | 0 | 0 | 50607.24
2022072101 | 5 | 0.74167 | 74167 | 0.46803 | 24337.56 | 0 | 0 | 1 | 5000 | 24337.56 | 0 | 0 | 0 | 0 | 0 | 44829.44 | 0 | 0 | 0 | 0 | 0 | 44829.44
2022072102 | 5 | 0.70578 | 70578 | 0.47417 | 24656.84 | 0 | 0 | 1 | 5000 | 24656.84 | 0 | 0 | 0 | 0 | 0 | 40921.16 | 0 | 0 | 0 | 0 | 0 | 40921.16
2022072103 | 5 | 0.67788 | 67788 | 0.42224 | 21956.48 | 0 | 0 | 1 | 5000 | 21956.48 | 0 | 0 | 0 | 0 | 0 | 40831.52 | 0 | 0 | 0 | 0 | 0 | 40831.52
2022072104 | 5 | 0.66129 | 66129 | 0.34872 | 18133.44 | 0 | 0 | 1 | 5000 | 18133.44 | 0 | 0 | 0 | 0 | 0 | 42995.56 | 0 | 0 | 0 | 0 | 0 | 42995.56
2022072105 | 5 | 0.65043 | 65043 | 0.31125 | 16185 | 0 | 0 | 1 | 5000 | 16185 | 0 | 0 | 0 | 0 | 0 | 43858 | 0 | 0 | 0 | 0 | 0 | 43858
2022072106 | 5 | 0.65346 | 65346 | 0.26198 | 13622.96 | 0 | 0 | 1 | 5000 | 13622.96 | 0 | 0 | 0 | 0 | 0 | 46723.04 | 0 | 0 | 0 | 0 | 0 | 46723.04
2022072107 | 5 | 0.66135 | 66135 | 0.25727 | 13378.04 | 0.00062 | 55.18 | 1 | 5000 | 13378.04 | 55.18 | 0 | 0 | 0 | 0 | 47701.78 | 0 | 0 | 0 | 0 | 0 | 47701.78
2022072108 | 5 | 0.66566 | 66566 | 0.2381 | 12381.2 | 0.07076 | 6297.64 | 1 | 5000 | 12381.2 | 6297.64 | 0 | 0 | 0 | 0 | 42887.16 | 0 | 0 | 0 | 0 | 0 | 42887.16
2022072109 | 5 | 0.69346 | 69346 | 0.2249 | 11694.8 | 0.26515 | 23598.35 | 1 | 5000 | 11694.8 | 23598.35 | 0 | 0 | 0 | 0 | 29052.85 | 0 | 0 | 0 | 0 | 0 | 29052.85
2022072110 | 5 | 0.72992 | 72992 | 0.22244 | 11566.88 | 0.34653 | 30841.17 | 1 | 5000 | 11566.88 | 30841.17 | 0 | 0 | 0 | 0 | 25583.95 | 0 | 0 | 0 | 0 | 0 | 25583.95
2022072111 | 5 | 0.7729 | 77290 | 0.18566 | 9654.32 | 0.42363 | 37703.07 | 1 | 5000 | 9654.32 | 37703.07 | 0 | 0 | 0 | 0 | 24932.61 | 0 | 0 | 0 | 0 | 0 | 24932.61
2022072112 | 5 | 0.82113 | 82113 | 0.18851 | 9802.52 | 0.46981 | 41813.09 | 1 | 5000 | 9802.52 | 41813.09 | 0 | 0 | 0 | 0 | 25497.39 | 0 | 0 | 0 | 0 | 0 | 25497.39
2022072113 | 5 | 0.86437 | 86437 | 0.19452 | 10115.04 | 0.5206 | 46333.4 | 1 | 5000 | 10115.04 | 46333.4 | 0 | 0 | 0 | 0 | 24988.56 | 0 | 0 | 0 | 0 | 0 | 24988.56
2022072114 | 5 | 0.90428 | 90428 | 0.20571 | 10696.92 | 0.57256 | 50957.84 | 1 | 5000 | 10696.92 | 50957.84 | 0 | 0 | 0 | 0 | 23773.24 | 0 | 0 | 0 | 0 | 0 | 23773.24
2022072115 | 5 | 0.93635 | 93635 | 0.23843 | 12398.36 | 0.56261 | 50072.29 | 1 | 5000 | 12398.36 | 50072.29 | 0 | 0 | 0 | 0 | 26164.35 | 0 | 0 | 0 | 0 | 0 | 26164.35
2022072116 | 5 | 0.96065 | 96065 | 0.29025 | 15093 | 0.56347 | 50148.83 | 1 | 5000 | 15093 | 50148.83 | 0 | 0 | 0 | 0 | 25823.17 | 0 | 0 | 0 | 0 | 0 | 25823.17
2022072117 | 5 | 0.97453 | 97453 | 0.34821 | 18106.92 | 0.61123 | 54399.47 | 1 | 5000 | 18106.92 | 54399.47 | 0 | 0 | 0 | 0 | 19946.61 | 0 | 0 | 0 | 0 | 0 | 19946.61
2022072118 | 5 | 0.97192 | 97192 | 0.38655 | 20100.6 | 0.58502 | 52066.78 | 1 | 5000 | 20100.6 | 52066.78 | 0 | 0 | 0 | 0 | 20024.62 | 0 | 0 | 0 | 0 | 0 | 20024.62
2022072119 | 5 | 0.954 | 95400 | 0.41899 | 21787.48 | 0.45672 | 40648.08 | 1 | 5000 | 21787.48 | 40648.08 | 0 | 0 | 0 | 0 | 27964.44 | 0 | 0 | 0 | 0 | 0 | 27964.44
2022072120 | 5 | 0.91924 | 91924 | 0.4484 | 23316.8 | 0.27051 | 24075.39 | 1 | 5000 | 23316.8 | 24075.39 | 0 | 0 | 0 | 0 | 39531.81 | 0 | 0 | 0 | 0 | 0 | 39531.81
2022072121 | 5 | 0.88262 | 88262 | 0.39533 | 20557.16 | 0.0212 | 1886.8 | 1 | 5000 | 20557.16 | 1886.8 | 0 | 0 | 0 | 0 | 60818.04 | 0 | 0 | 0 | 0 | 0 | 60818.04
2022072122 | 5 | 0.85312 | 85312 | 0.35057 | 18229.64 | 0 | 0 | 1 | 5000 | 18229.64 | 0 | 0 | 0 | 0 | 0 | 62082.36 | 0 | 0 | 0 | 0 | 0 | 62082.36
2022072123 | 5 | 0.80492 | 80492 | 0.36414 | 18935.28 | 0 | 0 | 1 | 5000 | 18935.28 | 0 | 0 | 0 | 0 | 0 | 56556.72 | 0 | 0 | 0 | 0 | 0 | 56556.72
2022072124 | 5 | 0.75322 | 75322 | 0.38778 | 20164.56 | 0 | 0 | 1 | 5000 | 20164.56 | 0 | 0 | 0 | 0 | 0 | 50157.44 | 0 | 0 | 0 | 0 | 0 | 50157.44
2022072201 | 6 | 0.7054 | 70540 | 0.39205 | 20386.6 | 0 | 0 | 1 | 5000 | 20386.6 | 0 | 0 | 0 | 0 | 0 | 45153.4 | 0 | 0 | 0 | 0 | 0 | 45153.4
2022072202 | 6 | 0.66637 | 66637 | 0.3909 | 20326.8 | 0 | 0 | 1 | 5000 | 20326.8 | 0 | 0 | 0 | 0 | 0 | 41310.2 | 0 | 0 | 0 | 0 | 0 | 41310.2
2022072203 | 6 | 0.63914 | 63914 | 0.38759 | 20154.68 | 0 | 0 | 1 | 5000 | 20154.68 | 0 | 0 | 0 | 0 | 0 | 38759.32 | 0 | 0 | 0 | 0 | 0 | 38759.32
2022072204 | 6 | 0.62404 | 62404 | 0.3873 | 20139.6 | 0 | 0 | 1 | 5000 | 20139.6 | 0 | 0 | 0 | 0 | 0 | 37264.4 | 0 | 0 | 0 | 0 | 0 | 37264.4
2022072205 | 6 | 0.61587 | 61587 | 0.35575 | 18499 | 0 | 0 | 1 | 5000 | 18499 | 0 | 0 | 0 | 0 | 0 | 38088 | 0 | 0 | 0 | 0 | 0 | 38088
2022072206 | 6 | 0.61893 | 61893 | 0.32755 | 17032.6 | 0 | 0 | 1 | 5000 | 17032.6 | 0 | 0 | 0 | 0 | 0 | 39860.4 | 0 | 0 | 0 | 0 | 0 | 39860.4
2022072207 | 6 | 0.62885 | 62885 | 0.33715 | 17531.8 | 0.00034 | 30.26 | 1 | 5000 | 17531.8 | 30.26 | 0 | 0 | 0 | 0 | 40322.94 | 0 | 0 | 0 | 0 | 0 | 40322.94
2022072208 | 6 | 0.6373 | 63730 | 0.33791 | 17571.32 | 0.06045 | 5380.05 | 1 | 5000 | 17571.32 | 5380.05 | 0 | 0 | 0 | 0 | 35778.63 | 0 | 0 | 0 | 0 | 0 | 35778.63
2022072209 | 6 | 0.66598 | 66598 | 0.29751 | 15470.52 | 0.26425 | 23518.25 | 1 | 5000 | 15470.52 | 23518.25 | 0 | 0 | 0 | 0 | 22609.23 | 0 | 0 | 0 | 0 | 0 | 22609.23
2022072210 | 6 | 0.71141 | 71141 | 0.31648 | 16456.96 | 0.46658 | 41525.62 | 1 | 5000 | 16456.96 | 41525.62 | 0 | 0 | 0 | 0 | 8158.42 | 0 | 0 | 0 | 0 | 0 | 8158.42
2022072211 | 6 | 0.76215 | 76215 | 0.29889 | 15542.28 | 0.64904 | 57764.56 | 1 | 5000 | 15542.28 | 55672.72 | 0 | 0 | 2091.84 | 2091.84 | 0 | 1778.064 | 0 | 0 | 0 | 1778.064 | 0
2022072212 | 6 | 0.81356 | 81356 | 0.27006 | 14043.12 | 0.69853 | 62169.17 | 1 | 5000 | 14043.12 | 62169.17 | 0 | 0 | 0 | 0 | 143.71 | 1634.354 | 143.71 | 0 | 0 | 0 | 0
2022072213 | 6 | 0.85876 | 85876 | 0.25393 | 13204.36 | 0.70837 | 63044.93 | 1 | 5000 | 13204.36 | 63044.93 | 0 | 0 | 0 | 0 | 4626.71 | 0 | 1634.354 | 0 | 0 | 0 | 2992.356
2022072214 | 6 | 0.89392 | 89392 | 0.25519 | 13269.88 | 0.71201 | 63368.89 | 1 | 5000 | 13269.88 | 63368.89 | 0 | 0 | 0 | 0 | 7753.23 | 0 | 0 | 0 | 0 | 0 | 7753.23
2022072215 | 6 | 0.90762 | 90762 | 0.27682 | 14394.64 | 0.70863 | 63068.07 | 1 | 5000 | 14394.64 | 63068.07 | 0 | 0 | 0 | 0 | 8299.29 | 0 | 0 | 0 | 0 | 0 | 8299.29
2022072216 | 6 | 0.9066 | 90660 | 0.31733 | 16501.16 | 0.69463 | 61822.07 | 1 | 5000 | 16501.16 | 61822.07 | 0 | 0 | 0 | 0 | 7336.77 | 0 | 0 | 0 | 0 | 0 | 7336.77
2022072217 | 6 | 0.90654 | 90654 | 0.35476 | 18447.52 | 0.65018 | 57866.02 | 1 | 5000 | 18447.52 | 57866.02 | 0 | 0 | 0 | 0 | 9340.46 | 0 | 0 | 0 | 0 | 0 | 9340.46
2022072218 | 6 | 0.90399 | 90399 | 0.38534 | 20037.68 | 0.59628 | 53068.92 | 1 | 5000 | 20037.68 | 53068.92 | 0 | 0 | 0 | 0 | 12292.4 | 0 | 0 | 0 | 0 | 0 | 12292.4
2022072219 | 6 | 0.88768 | 88768 | 0.42216 | 21952.32 | 0.48029 | 42745.81 | 1 | 5000 | 21952.32 | 42745.81 | 0 | 0 | 0 | 0 | 19069.87 | 0 | 0 | 0 | 0 | 0 | 19069.87
2022072220 | 6 | 0.86154 | 86154 | 0.44438 | 23107.76 | 0.24492 | 21797.88 | 1 | 5000 | 23107.76 | 21797.88 | 0 | 0 | 0 | 0 | 36248.36 | 0 | 0 | 0 | 0 | 0 | 36248.36
2022072221 | 6 | 0.83035 | 83035 | 0.43186 | 22456.72 | 0.01846 | 1642.94 | 1 | 5000 | 22456.72 | 1642.94 | 0 | 0 | 0 | 0 | 53935.34 | 0 | 0 | 0 | 0 | 0 | 53935.34
2022072222 | 6 | 0.80511 | 80511 | 0.43625 | 22685 | 0 | 0 | 1 | 5000 | 22685 | 0 | 0 | 0 | 0 | 0 | 52826 | 0 | 0 | 0 | 0 | 0 | 52826
2022072223 | 6 | 0.76162 | 76162 | 0.48377 | 25156.04 | 0 | 0 | 1 | 5000 | 25156.04 | 0 | 0 | 0 | 0 | 0 | 46005.96 | 0 | 0 | 0 | 0 | 0 | 46005.96
2022072224 | 6 | 0.71893 | 71893 | 0.50745 | 26387.4 | 0 | 0 | 1 | 5000 | 26387.4 | 0 | 0 | 0 | 0 | 0 | 40505.6 | 0 | 0 | 0 | 0 | 0 | 40505.6
2022072301 | 7 | 0.67651 | 67651 | 0.52193 | 27140.36 | 0 | 0 | 1 | 5000 | 27140.36 | 0 | 0 | 0 | 0 | 0 | 35510.64 | 0 | 0 | 0 | 0 | 0 | 35510.64
2022072302 | 7 | 0.64144 | 64144 | 0.51691 | 26879.32 | 0 | 0 | 1 | 5000 | 26879.32 | 0 | 0 | 0 | 0 | 0 | 32264.68 | 0 | 0 | 0 | 0 | 0 | 32264.68
2022072303 | 7 | 0.61561 | 61561 | 0.52273 | 27181.96 | 0 | 0 | 1 | 5000 | 27181.96 | 0 | 0 | 0 | 0 | 0 | 29379.04 | 0 | 0 | 0 | 0 | 0 | 29379.04
2022072304 | 7 | 0.59769 | 59769 | 0.52526 | 27313.52 | 0 | 0 | 1 | 5000 | 27313.52 | 0 | 0 | 0 | 0 | 0 | 27455.48 | 0 | 0 | 0 | 0 | 0 | 27455.48
2022072305 | 7 | 0.58541 | 58541 | 0.50131 | 26068.12 | 0 | 0 | 1 | 5000 | 26068.12 | 0 | 0 | 0 | 0 | 0 | 27472.88 | 0 | 0 | 0 | 0 | 0 | 27472.88
2022072306 | 7 | 0.58008 | 58008 | 0.48061 | 24991.72 | 0 | 0 | 1 | 5000 | 24991.72 | 0 | 0 | 0 | 0 | 0 | 28016.28 | 0 | 0 | 0 | 0 | 0 | 28016.28
2022072307 | 7 | 0.5793 | 57930 | 0.46303 | 24077.56 | 0.00113 | 100.57 | 1 | 5000 | 24077.56 | 100.57 | 0 | 0 | 0 | 0 | 28751.87 | 0 | 0 | 0 | 0 | 0 | 28751.87
2022072308 | 7 | 0.58653 | 58653 | 0.4232 | 22006.4 | 0.09551 | 8500.39 | 1 | 5000 | 22006.4 | 8500.39 | 0 | 0 | 0 | 0 | 23146.21 | 0 | 0 | 0 | 0 | 0 | 23146.21
2022072309 | 7 | 0.62775 | 62775 | 0.39621 | 20602.92 | 0.43398 | 38624.22 | 1 | 5000 | 20602.92 | 37172.08 | 0 | 0 | 1452.14 | 1452.14 | 0 | 1234.319 | 0 | 0 | 0 | 1234.319 | 0
2022072310 | 7 | 0.68529 | 68529 | 0.46843 | 24358.36 | 0.68303 | 60789.67 | 1 | 5000 | 24358.36 | 39170.64 | 0 | 0 | 21619.03 | 21619.03 | 0 | 19610.4945 | 0 | 0 | 0 | 18376.1755 | 0
2022072311 | 7 | 0.74014 | 74014 | 0.45336 | 23574.72 | 0.75558 | 67246.62 | 1 | 5000 | 23574.72 | 45439.28 | 0 | 0 | 21807.34 | 21807.34 | 0 | 38146.7335 | 0 | 0 | 0 | 18536.239 | 0
2022072312 | 7 | 0.78931 | 78931 | 0.41171 | 21408.92 | 0.75521 | 67213.69 | 1 | 5000 | 21408.92 | 52522.08 | 0 | 0 | 14691.61 | 14691.61 | 0 | 50634.602 | 0 | 0 | 0 | 12487.8685 | 0
2022072313 | 7 | 0.8286 | 82860 | 0.36865 | 19169.8 | 0.73684 | 65578.76 | 1 | 5000 | 19169.8 | 58690.2 | 0 | 0 | 6888.56 | 6888.56 | 0 | 56489.878 | 0 | 0 | 0 | 5855.276 | 0
2022072314 | 7 | 0.85839 | 85839 | 0.33956 | 17657.12 | 0.75936 | 67583.04 | 1 | 5000 | 17657.12 | 63181.88 | 0 | 0 | 4401.16 | 4401.16 | 0 | 60230.864 | 0 | 0 | 0 | 3740.986 | 0
2022072315 | 7 | 0.8867 | 88670 | 0.3499 | 18194.8 | 0.76401 | 67996.89 | 1 | 5000 | 18194.8 | 65475.2 | 0 | 0 | 2521.69 | 2521.69 | 0 | 62374.3005 | 0 | 0 | 0 | 2143.4365 | 0
2022072316 | 7 | 0.91056 | 91056 | 0.37806 | 19659.12 | 0.73141 | 65095.49 | 1 | 5000 | 19659.12 | 65095.49 | 0 | 0 | 0 | 0 | 1301.39 | 61072.9105 | 1301.39 | 0 | 0 | 0 | 0
2022072317 | 7 | 0.92678 | 92678 | 0.39603 | 20593.56 | 0.71507 | 63641.23 | 1 | 5000 | 20593.56 | 63641.23 | 0 | 0 | 0 | 0 | 3443.21 | 57629.7005 | 3443.21 | 0 | 0 | 0 | 0
2022072318 | 7 | 0.9265 | 92650 | 0.41116 | 21380.32 | 0.69676 | 62011.64 | 1 | 5000 | 21380.32 | 62011.64 | 0 | 0 | 0 | 0 | 4258.04 | 53371.6605 | 4258.04 | 0 | 0 | 0 | 0
2022072319 | 7 | 0.91139 | 91139 | 0.44417 | 23096.84 | 0.5902 | 52527.8 | 1 | 5000 | 23096.84 | 52527.8 | 0 | 0 | 0 | 0 | 10514.36 | 42857.3005 | 10514.36 | 0 | 0 | 0 | 0
2022072320 | 7 | 0.88439 | 88439 | 0.48232 | 25080.64 | 0.33912 | 30181.68 | 1 | 5000 | 25080.64 | 30181.68 | 0 | 0 | 0 | 0 | 28176.68 | 14680.6205 | 28176.68 | 0 | 0 | 0 | 0
2022072321 | 7 | 0.84874 | 84874 | 0.48791 | 25371.32 | 0.03869 | 3443.41 | 1 | 5000 | 25371.32 | 3443.41 | 0 | 0 | 0 | 0 | 51059.27 | 0 | 14680.6205 | 0 | 0 | 0 | 36378.6495
2022072322 | 7 | 0.82196 | 82196 | 0.50343 | 26178.36 | 0 | 0 | 1 | 5000 | 26178.36 | 0 | 0 | 0 | 0 | 0 | 51017.64 | 0 | 0 | 0 | 0 | 0 | 51017.64
2022072323 | 7 | 0.78133 | 78133 | 0.56214 | 29231.28 | 0 | 0 | 1 | 5000 | 29231.28 | 0 | 0 | 0 | 0 | 0 | 43901.72 | 0 | 0 | 0 | 0 | 0 | 43901.72
2022072324 | 7 | 0.73876 | 73876 | 0.62152 | 32319.04 | 5e-05 | 4.45 | 1 | 5000 | 32319.04 | 4.45 | 0 | 0 | 0 | 0 | 36552.51 | 0 | 0 | 0 | 0 | 0 | 36552.51
2022072401 | 1 | 0.69903 | 69903 | 0.63485 | 33012.2 | 5e-05 | 4.45 | 1 | 5000 | 33012.2 | 4.45 | 0 | 0 | 0 | 0 | 31886.35 | 0 | 0 | 0 | 0 | 0 | 31886.35
2022072402 | 1 | 0.66803 | 66803 | 0.61545 | 32003.4 | 5e-05 | 4.45 | 1 | 5000 | 32003.4 | 4.45 | 0 | 0 | 0 | 0 | 29795.15 | 0 | 0 | 0 | 0 | 0 | 29795.15
2022072403 | 1 | 0.64221 | 64221 | 0.59841 | 31117.32 | 5e-05 | 4.45 | 1 | 5000 | 31117.32 | 4.45 | 0 | 0 | 0 | 0 | 28099.23 | 0 | 0 | 0 | 0 | 0 | 28099.23
2022072404 | 1 | 0.62033 | 62033 | 0.57389 | 29842.28 | 0 | 0 | 1 | 5000 | 29842.28 | 0 | 0 | 0 | 0 | 0 | 27190.72 | 0 | 0 | 0 | 0 | 0 | 27190.72
2022072405 | 1 | 0.60521 | 60521 | 0.54167 | 28166.84 | 0 | 0 | 1 | 5000 | 28166.84 | 0 | 0 | 0 | 0 | 0 | 27354.16 | 0 | 0 | 0 | 0 | 0 | 27354.16
2022072406 | 1 | 0.59621 | 59621 | 0.50682 | 26354.64 | 0 | 0 | 1 | 5000 | 26354.64 | 0 | 0 | 0 | 0 | 0 | 28266.36 | 0 | 0 | 0 | 0 | 0 | 28266.36
2022072407 | 1 | 0.58618 | 58618 | 0.46713 | 24290.76 | 0.00107 | 95.23 | 1 | 5000 | 24290.76 | 95.23 | 0 | 0 | 0 | 0 | 29232.01 | 0 | 0 | 0 | 0 | 0 | 29232.01
2022072408 | 1 | 0.58854 | 58854 | 0.43018 | 22369.36 | 0.12284 | 10932.76 | 1 | 5000 | 22369.36 | 10932.76 | 0 | 0 | 0 | 0 | 20551.88 | 0 | 0 | 0 | 0 | 0 | 20551.88
2022072409 | 1 | 0.63009 | 63009 | 0.4205 | 21866 | 0.50555 | 44993.95 | 1 | 5000 | 21866 | 36143 | 0 | 0 | 8850.95 | 8850.95 | 0 | 7523.3075 | 0 | 0 | 0 | 7523.3075 | 0
2022072410 | 1 | 0.68467 | 68467 | 0.46335 | 24094.2 | 0.70126 | 62412.14 | 1 | 5000 | 24094.2 | 39372.8 | 0 | 0 | 23039.34 | 23039.34 | 0 | 27106.7465 | 0 | 0 | 0 | 19583.439 | 0
2022072411 | 1 | 0.73814 | 73814 | 0.3863 | 20087.6 | 0.7567 | 67346.3 | 1 | 5000 | 20087.6 | 48726.4 | 0 | 0 | 18619.9 | 18619.9 | 0 | 42933.6615 | 0 | 0 | 0 | 15826.915 | 0
2022072412 | 1 | 0.7866 | 78660 | 0.3208 | 16681.6 | 0.77484 | 68960.76 | 1 | 5000 | 16681.6 | 56978.4 | 0 | 0 | 11982.36 | 11982.36 | 0 | 53118.6675 | 0 | 0 | 0 | 10185.006 | 0
2022072413 | 1 | 0.83414 | 83414 | 0.27208 | 14148.16 | 0.76813 | 68363.57 | 1 | 5000 | 14148.16 | 64265.84 | 0 | 0 | 4097.73 | 4097.73 | 0 | 56601.738 | 0 | 0 | 0 | 3483.0705 | 0
2022072414 | 1 | 0.87282 | 87282 | 0.24498 | 12738.96 | 0.71736 | 63845.04 | 1 | 5000 | 12738.96 | 63845.04 | 0 | 0 | 0 | 0 | 5698 | 50903.738 | 5698 | 0 | 0 | 0 | 0
2022072415 | 1 | 0.90325 | 90325 | 0.25741 | 13385.32 | 0.70302 | 62568.78 | 1 | 5000 | 13385.32 | 62568.78 | 0 | 0 | 0 | 0 | 9370.9 | 41532.838 | 9370.9 | 0 | 0 | 0 | 0
2022072416 | 1 | 0.92542 | 92542 | 0.2681 | 13941.2 | 0.68045 | 60560.05 | 1 | 5000 | 13941.2 | 60560.05 | 0 | 0 | 0 | 0 | 13040.75 | 28492.088 | 13040.75 | 0 | 0 | 0 | 0
2022072417 | 1 | 0.93865 | 93865 | 0.29217 | 15192.84 | 0.6713 | 59745.7 | 1 | 5000 | 15192.84 | 59745.7 | 0 | 0 | 0 | 0 | 13926.46 | 14565.628 | 13926.46 | 0 | 0 | 0 | 0
2022072418 | 1 | 0.94364 | 94364 | 0.32155 | 16720.6 | 0.63783 | 56766.87 | 1 | 5000 | 16720.6 | 56766.87 | 0 | 0 | 0 | 0 | 15876.53 | 0 | 14565.628 | 0 | 0 | 0 | 1310.902
2022072419 | 1 | 0.93258 | 93258 | 0.34706 | 18047.12 | 0.57331 | 51024.59 | 1 | 5000 | 18047.12 | 51024.59 | 0 | 0 | 0 | 0 | 19186.29 | 0 | 0 | 0 | 0 | 0 | 19186.29
2022072420 | 1 | 0.90886 | 90886 | 0.39537 | 20559.24 | 0.32063 | 28536.07 | 1 | 5000 | 20559.24 | 28536.07 | 0 | 0 | 0 | 0 | 36790.69 | 0 | 0 | 0 | 0 | 0 | 36790.69
2022072421 | 1 | 0.87565 | 87565 | 0.42841 | 22277.32 | 0.03317 | 2952.13 | 1 | 5000 | 22277.32 | 2952.13 | 0 | 0 | 0 | 0 | 57335.55 | 0 | 0 | 0 | 0 | 0 | 57335.55
2022072422 | 1 | 0.8469 | 84690 | 0.46511 | 24185.72 | 0 | 0 | 1 | 5000 | 24185.72 | 0 | 0 | 0 | 0 | 0 | 55504.28 | 0 | 0 | 0 | 0 | 0 | 55504.28
2022072423 | 1 | 0.79908 | 79908 | 0.53312 | 27722.24 | 0 | 0 | 1 | 5000 | 27722.24 | 0 | 0 | 0 | 0 | 0 | 47185.76 | 0 | 0 | 0 | 0 | 0 | 47185.76
2022072424 | 1 | 0.74898 | 74898 | 0.56512 | 29386.24 | 0 | 0 | 1 | 5000 | 29386.24 | 0 | 0 | 0 | 0 | 0 | 40511.76 | 0 | 0 | 0 | 0 | 0 | 40511.76
2022072501 | 2 | 0.70252 | 70252 | 0.57453 | 29875.56 | 0 | 0 | 1 | 5000 | 29875.56 | 0 | 0 | 0 | 0 | 0 | 35376.44 | 0 | 0 | 0 | 0 | 0 | 35376.44
2022072502 | 2 | 0.67115 | 67115 | 0.56765 | 29517.8 | 0 | 0 | 1 | 5000 | 29517.8 | 0 | 0 | 0 | 0 | 0 | 32597.2 | 0 | 0 | 0 | 0 | 0 | 32597.2
2022072503 | 2 | 0.6458 | 64580 | 0.5466 | 28423.2 | 0 | 0 | 1 | 5000 | 28423.2 | 0 | 0 | 0 | 0 | 0 | 31156.8 | 0 | 0 | 0 | 0 | 0 | 31156.8
2022072504 | 2 | 0.63042 | 63042 | 0.52355 | 27224.6 | 0 | 0 | 1 | 5000 | 27224.6 | 0 | 0 | 0 | 0 | 0 | 30817.4 | 0 | 0 | 0 | 0 | 0 | 30817.4
2022072505 | 2 | 0.62549 | 62549 | 0.51023 | 26531.96 | 0 | 0 | 1 | 5000 | 26531.96 | 0 | 0 | 0 | 0 | 0 | 31017.04 | 0 | 0 | 0 | 0 | 0 | 31017.04
2022072506 | 2 | 0.6271 | 62710 | 0.49399 | 25687.48 | 0 | 0 | 1 | 5000 | 25687.48 | 0 | 0 | 0 | 0 | 0 | 32022.52 | 0 | 0 | 0 | 0 | 0 | 32022.52
2022072507 | 2 | 0.63282 | 63282 | 0.45983 | 23911.16 | 0.00096 | 85.44 | 1 | 5000 | 23911.16 | 85.44 | 0 | 0 | 0 | 0 | 34285.4 | 0 | 0 | 0 | 0 | 0 | 34285.4
2022072508 | 2 | 0.64173 | 64173 | 0.39732 | 20660.64 | 0.12267 | 10917.63 | 1 | 5000 | 20660.64 | 10917.63 | 0 | 0 | 0 | 0 | 27594.73 | 0 | 0 | 0 | 0 | 0 | 27594.73
2022072509 | 2 | 0.67884 | 67884 | 0.36825 | 19149 | 0.50165 | 44646.85 | 1 | 5000 | 19149 | 43735 | 0 | 0 | 911.85 | 911.85 | 0 | 775.0725 | 0 | 0 | 0 | 775.0725 | 0
2022072510 | 2 | 0.73104 | 73104 | 0.43727 | 22738.04 | 0.71858 | 63953.62 | 1 | 5000 | 22738.04 | 45365.96 | 0 | 0 | 18587.66 | 18587.66 | 0 | 16574.5835 | 0 | 0 | 0 | 15799.511 | 0
2022072511 | 2 | 0.78441 | 78441 | 0.40601 | 21112.52 | 0.78212 | 69608.68 | 1 | 5000 | 21112.52 | 52328.48 | 0 | 0 | 17280.2 | 17280.2 | 0 | 31262.7535 | 0 | 0 | 0 | 14688.17 | 0
2022072512 | 2 | 0.8379 | 83790 | 0.34438 | 17907.76 | 0.78997 | 70307.33 | 1 | 5000 | 17907.76 | 60882.24 | 0 | 0 | 9425.09 | 9425.09 | 0 | 39274.08 | 0 | 0 | 0 | 8011.3265 | 0
2022072513 | 2 | 0.89023 | 89023 | 0.29705 | 15446.6 | 0.78919 | 70237.91 | 1 | 5000 | 15446.6 | 68576.4 | 0 | 0 | 1661.51 | 1661.51 | 0 | 40686.3635 | 0 | 0 | 0 | 1412.2835 | 0
2022072514 | 2 | 0.93294 | 93294 | 0.31482 | 16370.64 | 0.76776 | 68330.64 | 1 | 5000 | 16370.64 | 68330.64 | 0 | 0 | 0 | 0 | 3592.72 | 37093.6435 | 3592.72 | 0 | 0 | 0 | 0
2022072515 | 2 | 0.96432 | 96432 | 0.34599 | 17991.48 | 0.7427 | 66100.3 | 1 | 5000 | 17991.48 | 66100.3 | 0 | 0 | 0 | 0 | 7340.22 | 29753.4235 | 7340.22 | 0 | 0 | 0 | 0
2022072516 | 2 | 0.97906 | 97906 | 0.36533 | 18997.16 | 0.70725 | 62945.25 | 1 | 5000 | 18997.16 | 62945.25 | 0 | 0 | 0 | 0 | 10963.59 | 18789.8335 | 10963.59 | 0 | 0 | 0 | 0
2022072517 | 2 | 0.9866 | 98660 | 0.37143 | 19314.36 | 0.69248 | 61630.72 | 1 | 5000 | 19314.36 | 61630.72 | 0 | 0 | 0 | 0 | 12714.92 | 6074.9135 | 12714.92 | 0 | 0 | 0 | 0
2022072518 | 2 | 0.9846 | 98460 | 0.3795 | 19734 | 0.6776 | 60306.4 | 1 | 5000 | 19734 | 60306.4 | 0 | 0 | 0 | 0 | 13419.6 | 0 | 6074.9135 | 0 | 0 | 0 | 7344.6865
2022072519 | 2 | 0.96855 | 96855 | 0.40615 | 21119.8 | 0.58543 | 52103.27 | 1 | 5000 | 21119.8 | 52103.27 | 0 | 0 | 0 | 0 | 18631.93 | 0 | 0 | 0 | 0 | 0 | 18631.93
2022072520 | 2 | 0.93647 | 93647 | 0.43974 | 22866.48 | 0.30062 | 26755.18 | 1 | 5000 | 22866.48 | 26755.18 | 0 | 0 | 0 | 0 | 39025.34 | 0 | 0 | 0 | 0 | 0 | 39025.34
2022072521 | 2 | 0.89681 | 89681 | 0.45425 | 23621 | 0.02569 | 2286.41 | 1 | 5000 | 23621 | 2286.41 | 0 | 0 | 0 | 0 | 58773.59 | 0 | 0 | 0 | 0 | 0 | 58773.59
2022072522 | 2 | 0.86404 | 86404 | 0.48222 | 25075.44 | 0 | 0 | 1 | 5000 | 25075.44 | 0 | 0 | 0 | 0 | 0 | 56328.56 | 0 | 0 | 0 | 0 | 0 | 56328.56
2022072523 | 2 | 0.81358 | 81358 | 0.55181 | 28694.12 | 0 | 0 | 1 | 5000 | 28694.12 | 0 | 0 | 0 | 0 | 0 | 47663.88 | 0 | 0 | 0 | 0 | 0 | 47663.88
2022072524 | 2 | 0.75937 | 75937 | 0.59377 | 30876.04 | 0 | 0 | 1 | 5000 | 30876.04 | 0 | 0 | 0 | 0 | 0 | 40060.96 | 0 | 0 | 0 | 0 | 0 | 40060.96
2022072601 | 3 | 0.71125 | 71125 | 0.59875 | 31135 | 0 | 0 | 1 | 5000 | 31135 | 0 | 0 | 0 | 0 | 0 | 34990 | 0 | 0 | 0 | 0 | 0 | 34990
2022072602 | 3 | 0.67479 | 67479 | 0.58309 | 30320.68 | 0 | 0 | 1 | 5000 | 30320.68 | 0 | 0 | 0 | 0 | 0 | 32158.32 | 0 | 0 | 0 | 0 | 0 | 32158.32
2022072603 | 3 | 0.64765 | 64765 | 0.56945 | 29611.4 | 0 | 0 | 1 | 5000 | 29611.4 | 0 | 0 | 0 | 0 | 0 | 30153.6 | 0 | 0 | 0 | 0 | 0 | 30153.6
2022072604 | 3 | 0.62944 | 62944 | 0.55869 | 29051.88 | 0 | 0 | 1 | 5000 | 29051.88 | 0 | 0 | 0 | 0 | 0 | 28892.12 | 0 | 0 | 0 | 0 | 0 | 28892.12
2022072605 | 3 | 0.62071 | 62071 | 0.53594 | 27868.88 | 0 | 0 | 1 | 5000 | 27868.88 | 0 | 0 | 0 | 0 | 0 | 29202.12 | 0 | 0 | 0 | 0 | 0 | 29202.12
2022072606 | 3 | 0.623 | 62300 | 0.49827 | 25910.04 | 0 | 0 | 1 | 5000 | 25910.04 | 0 | 0 | 0 | 0 | 0 | 31389.96 | 0 | 0 | 0 | 0 | 0 | 31389.96
2022072607 | 3 | 0.63105 | 63105 | 0.46218 | 24033.36 | 0.00085 | 75.65 | 1 | 5000 | 24033.36 | 75.65 | 0 | 0 | 0 | 0 | 33995.99 | 0 | 0 | 0 | 0 | 0 | 33995.99
2022072608 | 3 | 0.6368 | 63680 | 0.41932 | 21804.64 | 0.12449 | 11079.61 | 1 | 5000 | 21804.64 | 11079.61 | 0 | 0 | 0 | 0 | 25795.75 | 0 | 0 | 0 | 0 | 0 | 25795.75
2022072609 | 3 | 0.67349 | 67349 | 0.38883 | 20219.16 | 0.51521 | 45853.69 | 1 | 5000 | 20219.16 | 42129.84 | 0 | 0 | 3723.85 | 3723.85 | 0 | 3165.2725 | 0 | 0 | 0 | 3165.2725 | 0
2022072610 | 3 | 0.7202 | 72020 | 0.44411 | 23093.72 | 0.63984 | 56945.76 | 1 | 5000 | 23093.72 | 43926.28 | 0 | 0 | 13019.48 | 13019.48 | 0 | 14231.8305 | 0 | 0 | 0 | 11066.558 | 0
2022072611 | 3 | 0.77182 | 77182 | 0.41128 | 21386.56 | 0.75929 | 67576.81 | 1 | 5000 | 21386.56 | 50795.44 | 0 | 0 | 16781.37 | 16781.37 | 0 | 28495.995 | 0 | 0 | 0 | 14264.1645 | 0
2022072612 | 3 | 0.82905 | 82905 | 0.36091 | 18767.32 | 0.78919 | 70237.91 | 1 | 5000 | 18767.32 | 59137.68 | 0 | 0 | 11100.23 | 11100.23 | 0 | 37931.1905 | 0 | 0 | 0 | 9435.1955 | 0
2022072613 | 3 | 0.87766 | 87766 | 0.30967 | 16102.84 | 0.77365 | 68854.85 | 1 | 5000 | 16102.84 | 66663.16 | 0 | 0 | 2191.69 | 2191.69 | 0 | 39794.127 | 0 | 0 | 0 | 1862.9365 | 0
2022072614 | 3 | 0.91833 | 91833 | 0.29784 | 15487.68 | 0.75245 | 66968.05 | 1 | 5000 | 15487.68 | 66968.05 | 0 | 0 | 0 | 0 | 4377.27 | 35416.857 | 4377.27 | 0 | 0 | 0 | 0
2022072615 | 3 | 0.94977 | 94977 | 0.29816 | 15504.32 | 0.7269 | 64694.1 | 1 | 5000 | 15504.32 | 64694.1 | 0 | 0 | 0 | 0 | 9778.58 | 25638.277 | 9778.58 | 0 | 0 | 0 | 0
2022072616 | 3 | 0.9704 | 97040 | 0.31081 | 16162.12 | 0.71016 | 63204.24 | 1 | 5000 | 16162.12 | 63204.24 | 0 | 0 | 0 | 0 | 12673.64 | 12964.637 | 12673.64 | 0 | 0 | 0 | 0
2022072617 | 3 | 0.98376 | 98376 | 0.32479 | 16889.08 | 0.70467 | 62715.63 | 1 | 5000 | 16889.08 | 62715.63 | 0 | 0 | 0 | 0 | 13771.29 | 0 | 12964.637 | 0 | 0 | 0 | 806.653
2022072618 | 3 | 0.9843 | 98430 | 0.33786 | 17568.72 | 0.7065 | 62878.5 | 1 | 5000 | 17568.72 | 62878.5 | 0 | 0 | 0 | 0 | 12982.78 | 0 | 0 | 0 | 0 | 0 | 12982.78
2022072619 | 3 | 0.96769 | 96769 | 0.36182 | 18814.64 | 0.6074 | 54058.6 | 1 | 5000 | 18814.64 | 54058.6 | 0 | 0 | 0 | 0 | 18895.76 | 0 | 0 | 0 | 0 | 0 | 18895.76
2022072620 | 3 | 0.93527 | 93527 | 0.39054 | 20308.08 | 0.30672 | 27298.08 | 1 | 5000 | 20308.08 | 27298.08 | 0 | 0 | 0 | 0 | 40920.84 | 0 | 0 | 0 | 0 | 0 | 40920.84
2022072621 | 3 | 0.89787 | 89787 | 0.4037 | 20992.4 | 0.02731 | 2430.59 | 1 | 5000 | 20992.4 | 2430.59 | 0 | 0 | 0 | 0 | 61364.01 | 0 | 0 | 0 | 0 | 0 | 61364.01
2022072622 | 3 | 0.86833 | 86833 | 0.43167 | 22446.84 | 0 | 0 | 1 | 5000 | 22446.84 | 0 | 0 | 0 | 0 | 0 | 59386.16 | 0 | 0 | 0 | 0 | 0 | 59386.16
2022072623 | 3 | 0.82106 | 82106 | 0.50578 | 26300.56 | 0 | 0 | 1 | 5000 | 26300.56 | 0 | 0 | 0 | 0 | 0 | 50805.44 | 0 | 0 | 0 | 0 | 0 | 50805.44
2022072624 | 3 | 0.77003 | 77003 | 0.55295 | 28753.4 | 0 | 0 | 1 | 5000 | 28753.4 | 0 | 0 | 0 | 0 | 0 | 43249.6 | 0 | 0 | 0 | 0 | 0 | 43249.6
2022072701 | 4 | 0.72315 | 72315 | 0.57182 | 29734.64 | 0 | 0 | 1 | 5000 | 29734.64 | 0 | 0 | 0 | 0 | 0 | 37580.36 | 0 | 0 | 0 | 0 | 0 | 37580.36
2022072702 | 4 | 0.68739 | 68739 | 0.55759 | 28994.68 | 0 | 0 | 1 | 5000 | 28994.68 | 0 | 0 | 0 | 0 | 0 | 34744.32 | 0 | 0 | 0 | 0 | 0 | 34744.32
2022072703 | 4 | 0.66254 | 66254 | 0.53987 | 28073.24 | 0 | 0 | 1 | 5000 | 28073.24 | 0 | 0 | 0 | 0 | 0 | 33180.76 | 0 | 0 | 0 | 0 | 0 | 33180.76
2022072704 | 4 | 0.64537 | 64537 | 0.51545 | 26803.4 | 0 | 0 | 1 | 5000 | 26803.4 | 0 | 0 | 0 | 0 | 0 | 32733.6 | 0 | 0 | 0 | 0 | 0 | 32733.6
2022072705 | 4 | 0.63369 | 63369 | 0.50437 | 26227.24 | 0 | 0 | 1 | 5000 | 26227.24 | 0 | 0 | 0 | 0 | 0 | 32141.76 | 0 | 0 | 0 | 0 | 0 | 32141.76
2022072706 | 4 | 0.63566 | 63566 | 0.48166 | 25046.32 | 0 | 0 | 1 | 5000 | 25046.32 | 0 | 0 | 0 | 0 | 0 | 33519.68 | 0 | 0 | 0 | 0 | 0 | 33519.68
2022072707 | 4 | 0.64558 | 64558 | 0.44781 | 23286.12 | 0.00062 | 55.18 | 1 | 5000 | 23286.12 | 55.18 | 0 | 0 | 0 | 0 | 36216.7 | 0 | 0 | 0 | 0 | 0 | 36216.7
2022072708 | 4 | 0.65109 | 65109 | 0.39066 | 20314.32 | 0.11483 | 10219.87 | 1 | 5000 | 20314.32 | 10219.87 | 0 | 0 | 0 | 0 | 29574.81 | 0 | 0 | 0 | 0 | 0 | 29574.81
2022072709 | 4 | 0.68424 | 68424 | 0.33228 | 17278.56 | 0.5005 | 44544.5 | 1 | 5000 | 17278.56 | 44544.5 | 0 | 0 | 0 | 0 | 1600.94 | 0 | 0 | 0 | 0 | 0 | 1600.94
2022072710 | 4 | 0.73103 | 73103 | 0.347 | 18044 | 0.70362 | 62622.18 | 1 | 5000 | 18044 | 50059 | 0 | 0 | 12563.18 | 12563.18 | 0 | 10678.703 | 0 | 0 | 0 | 10678.703 | 0
2022072711 | 4 | 0.7825 | 78250 | 0.29407 | 15291.64 | 0.7526 | 66981.4 | 1 | 5000 | 15291.64 | 57958.36 | 0 | 0 | 9023.04 | 9023.04 | 0 | 18348.287 | 0 | 0 | 0 | 7669.584 | 0
2022072712 | 4 | 0.83304 | 83304 | 0.21104 | 10974.08 | 0.75105 | 66843.45 | 1 | 5000 | 10974.08 | 66843.45 | 0 | 0 | 0 | 0 | 486.47 | 17861.817 | 486.47 | 0 | 0 | 0 | 0
2022072713 | 4 | 0.87631 | 87631 | 0.19068 | 9915.36 | 0.7688 | 68423.2 | 1 | 5000 | 9915.36 | 68423.2 | 0 | 0 | 0 | 0 | 4292.44 | 13569.377 | 4292.44 | 0 | 0 | 0 | 0
2022072714 | 4 | 0.91462 | 91462 | 0.19808 | 10300.16 | 0.72979 | 64951.31 | 1 | 5000 | 10300.16 | 64951.31 | 0 | 0 | 0 | 0 | 11210.53 | 2358.847 | 11210.53 | 0 | 0 | 0 | 0
2022072715 | 4 | 0.93616 | 93616 | 0.23249 | 12089.48 | 0.72422 | 64455.58 | 1 | 5000 | 12089.48 | 64455.58 | 0 | 0 | 0 | 0 | 12070.94 | 0 | 2358.847 | 0 | 0 | 0 | 9712.093
2022072716 | 4 | 0.94887 | 94887 | 0.23664 | 12305.28 | 0.69636 | 61976.04 | 1 | 5000 | 12305.28 | 61976.04 | 0 | 0 | 0 | 0 | 15605.68 | 0 | 0 | 0 | 0 | 0 | 15605.68
2022072717 | 4 | 0.95417 | 95417 | 0.26994 | 14036.88 | 0.65497 | 58292.33 | 1 | 5000 | 14036.88 | 58292.33 | 0 | 0 | 0 | 0 | 18087.79 | 0 | 0 | 0 | 0 | 0 | 18087.79
2022072718 | 4 | 0.94851 | 94851 | 0.30755 | 15992.6 | 0.63141 | 56195.49 | 1 | 5000 | 15992.6 | 56195.49 | 0 | 0 | 0 | 0 | 17662.91 | 0 | 0 | 0 | 0 | 0 | 17662.91
2022072719 | 4 | 0.93045 | 93045 | 0.34632 | 18008.64 | 0.56342 | 50144.38 | 1 | 5000 | 18008.64 | 50144.38 | 0 | 0 | 0 | 0 | 19891.98 | 0 | 0 | 0 | 0 | 0 | 19891.98
2022072720 | 4 | 0.90533 | 90533 | 0.37704 | 19606.08 | 0.2806 | 24973.4 | 1 | 5000 | 19606.08 | 24973.4 | 0 | 0 | 0 | 0 | 40953.52 | 0 | 0 | 0 | 0 | 0 | 40953.52
2022072721 | 4 | 0.87221 | 87221 | 0.39645 | 20615.4 | 0.01539 | 1369.71 | 1 | 5000 | 20615.4 | 1369.71 | 0 | 0 | 0 | 0 | 60235.89 | 0 | 0 | 0 | 0 | 0 | 60235.89
2022072722 | 4 | 0.84022 | 84022 | 0.43363 | 22548.76 | 0 | 0 | 1 | 5000 | 22548.76 | 0 | 0 | 0 | 0 | 0 | 56473.24 | 0 | 0 | 0 | 0 | 0 | 56473.24
2022072723 | 4 | 0.79339 | 79339 | 0.48376 | 25155.52 | 0 | 0 | 1 | 5000 | 25155.52 | 0 | 0 | 0 | 0 | 0 | 49183.48 | 0 | 0 | 0 | 0 | 0 | 49183.48
2022072724 | 4 | 0.74334 | 74334 | 0.52198 | 27142.96 | 0 | 0 | 1 | 5000 | 27142.96 | 0 | 0 | 0 | 0 | 0 | 42191.04 | 0 | 0 | 0 | 0 | 0 | 42191.04
2022072801 | 5 | 0.70185 | 70185 | 0.52869 | 27491.88 | 0 | 0 | 1 | 5000 | 27491.88 | 0 | 0 | 0 | 0 | 0 | 37693.12 | 0 | 0 | 0 | 0 | 0 | 37693.12
2022072802 | 5 | 0.66536 | 66536 | 0.50668 | 26347.36 | 0 | 0 | 1 | 5000 | 26347.36 | 0 | 0 | 0 | 0 | 0 | 35188.64 | 0 | 0 | 0 | 0 | 0 | 35188.64
2022072803 | 5 | 0.64248 | 64248 | 0.4924 | 25604.8 | 0 | 0 | 1 | 5000 | 25604.8 | 0 | 0 | 0 | 0 | 0 | 33643.2 | 0 | 0 | 0 | 0 | 0 | 33643.2
2022072804 | 5 | 0.62268 | 62268 | 0.47066 | 24474.32 | 0 | 0 | 1 | 5000 | 24474.32 | 0 | 0 | 0 | 0 | 0 | 32793.68 | 0 | 0 | 0 | 0 | 0 | 32793.68
2022072805 | 5 | 0.61395 | 61395 | 0.44048 | 22904.96 | 0 | 0 | 1 | 5000 | 22904.96 | 0 | 0 | 0 | 0 | 0 | 33490.04 | 0 | 0 | 0 | 0 | 0 | 33490.04
2022072806 | 5 | 0.61925 | 61925 | 0.38611 | 20077.72 | 0 | 0 | 1 | 5000 | 20077.72 | 0 | 0 | 0 | 0 | 0 | 36847.28 | 0 | 0 | 0 | 0 | 0 | 36847.28
2022072807 | 5 | 0.62984 | 62984 | 0.34972 | 18185.44 | 0.00058 | 51.62 | 1 | 5000 | 18185.44 | 51.62 | 0 | 0 | 0 | 0 | 39746.94 | 0 | 0 | 0 | 0 | 0 | 39746.94
2022072808 | 5 | 0.64017 | 64017 | 0.31956 | 16617.12 | 0.1178 | 10484.2 | 1 | 5000 | 16617.12 | 10484.2 | 0 | 0 | 0 | 0 | 31915.68 | 0 | 0 | 0 | 0 | 0 | 31915.68
2022072809 | 5 | 0.67648 | 67648 | 0.28839 | 14996.28 | 0.49875 | 44388.75 | 1 | 5000 | 14996.28 | 44388.75 | 0 | 0 | 0 | 0 | 3262.97 | 0 | 0 | 0 | 0 | 0 | 3262.97
2022072810 | 5 | 0.72759 | 72759 | 0.32563 | 16932.76 | 0.73584 | 65489.76 | 1 | 5000 | 16932.76 | 50826.24 | 0 | 0 | 14663.52 | 14663.52 | 0 | 12463.992 | 0 | 0 | 0 | 12463.992 | 0
2022072811 | 5 | 0.78222 | 78222 | 0.28192 | 14659.84 | 0.77736 | 69185.04 | 1 | 5000 | 14659.84 | 58562.16 | 0 | 0 | 10622.88 | 10622.88 | 0 | 21493.44 | 0 | 0 | 0 | 9029.448 | 0
2022072812 | 5 | 0.83289 | 83289 | 0.22242 | 11565.84 | 0.77838 | 69275.82 | 1 | 5000 | 11565.84 | 66723.16 | 0 | 0 | 2552.66 | 2552.66 | 0 | 23663.201 | 0 | 0 | 0 | 2169.761 | 0
2022072813 | 5 | 0.88066 | 88066 | 0.17288 | 8989.76 | 0.76904 | 68444.56 | 1 | 5000 | 8989.76 | 68444.56 | 0 | 0 | 0 | 0 | 5631.68 | 18031.521 | 5631.68 | 0 | 0 | 0 | 0
2022072814 | 5 | 0.9193 | 91930 | 0.1697 | 8824.4 | 0.75563 | 67251.07 | 1 | 5000 | 8824.4 | 67251.07 | 0 | 0 | 0 | 0 | 10854.53 | 7176.991 | 10854.53 | 0 | 0 | 0 | 0
2022072815 | 5 | 0.94287 | 94287 | 0.19677 | 10232.04 | 0.73231 | 65175.59 | 1 | 5000 | 10232.04 | 65175.59 | 0 | 0 | 0 | 0 | 13879.37 | 0 | 7176.991 | 0 | 0 | 0 | 6702.379
2022072816 | 5 | 0.9549 | 95490 | 0.22171 | 11528.92 | 0.71767 | 63872.63 | 1 | 5000 | 11528.92 | 63872.63 | 0 | 0 | 0 | 0 | 15088.45 | 0 | 0 | 0 | 0 | 0 | 15088.45
2022072817 | 5 | 0.95276 | 95276 | 0.25987 | 13513.24 | 0.69756 | 62082.84 | 1 | 5000 | 13513.24 | 62082.84 | 0 | 0 | 0 | 0 | 14679.92 | 0 | 0 | 0 | 0 | 0 | 14679.92
2022072818 | 5 | 0.94449 | 94449 | 0.30458 | 15838.16 | 0.68088 | 60598.32 | 1 | 5000 | 15838.16 | 60598.32 | 0 | 0 | 0 | 0 | 13012.52 | 0 | 0 | 0 | 0 | 0 | 13012.52
2022072819 | 5 | 0.93002 | 93002 | 0.35067 | 18234.84 | 0.59425 | 52888.25 | 1 | 5000 | 18234.84 | 52888.25 | 0 | 0 | 0 | 0 | 16878.91 | 0 | 0 | 0 | 0 | 0 | 16878.91
2022072820 | 5 | 0.9016 | 90160 | 0.40381 | 20998.12 | 0.32251 | 28703.39 | 1 | 5000 | 20998.12 | 28703.39 | 0 | 0 | 0 | 0 | 35458.49 | 0 | 0 | 0 | 0 | 0 | 35458.49
2022072821 | 5 | 0.87107 | 87107 | 0.41615 | 21639.8 | 0.03151 | 2804.39 | 1 | 5000 | 21639.8 | 2804.39 | 0 | 0 | 0 | 0 | 57662.81 | 0 | 0 | 0 | 0 | 0 | 57662.81
2022072822 | 5 | 0.84288 | 84288 | 0.39705 | 20646.6 | 0 | 0 | 1 | 5000 | 20646.6 | 0 | 0 | 0 | 0 | 0 | 58641.4 | 0 | 0 | 0 | 0 | 0 | 58641.4
2022072823 | 5 | 0.79647 | 79647 | 0.43426 | 22581.52 | 0 | 0 | 1 | 5000 | 22581.52 | 0 | 0 | 0 | 0 | 0 | 52065.48 | 0 | 0 | 0 | 0 | 0 | 52065.48
2022072824 | 5 | 0.74625 | 74625 | 0.48775 | 25363 | 0 | 0 | 1 | 5000 | 25363 | 0 | 0 | 0 | 0 | 0 | 44262 | 0 | 0 | 0 | 0 | 0 | 44262
2022072901 | 6 | 0.70222 | 70222 | 0.50495 | 26257.4 | 0 | 0 | 1 | 5000 | 26257.4 | 0 | 0 | 0 | 0 | 0 | 38964.6 | 0 | 0 | 0 | 0 | 0 | 38964.6
2022072902 | 6 | 0.66612 | 66612 | 0.4775 | 24830 | 0 | 0 | 1 | 5000 | 24830 | 0 | 0 | 0 | 0 | 0 | 36782 | 0 | 0 | 0 | 0 | 0 | 36782
2022072903 | 6 | 0.63986 | 63986 | 0.43143 | 22434.36 | 0 | 0 | 1 | 5000 | 22434.36 | 0 | 0 | 0 | 0 | 0 | 36551.64 | 0 | 0 | 0 | 0 | 0 | 36551.64
2022072904 | 6 | 0.62499 | 62499 | 0.39011 | 20285.72 | 0 | 0 | 1 | 5000 | 20285.72 | 0 | 0 | 0 | 0 | 0 | 37213.28 | 0 | 0 | 0 | 0 | 0 | 37213.28
2022072905 | 6 | 0.61439 | 61439 | 0.37208 | 19348.16 | 0 | 0 | 1 | 5000 | 19348.16 | 0 | 0 | 0 | 0 | 0 | 37090.84 | 0 | 0 | 0 | 0 | 0 | 37090.84
2022072906 | 6 | 0.61876 | 61876 | 0.33756 | 17553.12 | 0 | 0 | 1 | 5000 | 17553.12 | 0 | 0 | 0 | 0 | 0 | 39322.88 | 0 | 0 | 0 | 0 | 0 | 39322.88
2022072907 | 6 | 0.62703 | 62703 | 0.28339 | 14736.28 | 0.00038 | 33.82 | 1 | 5000 | 14736.28 | 33.82 | 0 | 0 | 0 | 0 | 42932.9 | 0 | 0 | 0 | 0 | 0 | 42932.9
2022072908 | 6 | 0.63595 | 63595 | 0.24489 | 12734.28 | 0.11226 | 9991.14 | 1 | 5000 | 12734.28 | 9991.14 | 0 | 0 | 0 | 0 | 35869.58 | 0 | 0 | 0 | 0 | 0 | 35869.58
2022072909 | 6 | 0.67435 | 67435 | 0.21829 | 11351.08 | 0.5091 | 45309.9 | 1 | 5000 | 11351.08 | 45309.9 | 0 | 0 | 0 | 0 | 5774.02 | 0 | 0 | 0 | 0 | 0 | 5774.02
2022072910 | 6 | 0.72644 | 72644 | 0.23379 | 12157.08 | 0.69722 | 62052.58 | 1 | 5000 | 12157.08 | 55486.92 | 0 | 0 | 6565.66 | 6565.66 | 0 | 5580.811 | 0 | 0 | 0 | 5580.811 | 0
2022072911 | 6 | 0.78068 | 78068 | 0.20275 | 10543 | 0.7437 | 66189.3 | 1 | 5000 | 10543 | 62525 | 0 | 0 | 3664.3 | 3664.3 | 0 | 8695.466 | 0 | 0 | 0 | 3114.655 | 0
2022072912 | 6 | 0.83872 | 83872 | 0.17206 | 8947.12 | 0.74687 | 66471.43 | 1 | 5000 | 8947.12 | 66471.43 | 0 | 0 | 0 | 0 | 3453.45 | 5242.016 | 3453.45 | 0 | 0 | 0 | 0
2022072913 | 6 | 0.88474 | 88474 | 0.17263 | 8976.76 | 0.73352 | 65283.28 | 1 | 5000 | 8976.76 | 65283.28 | 0 | 0 | 0 | 0 | 9213.96 | 0 | 5242.016 | 0 | 0 | 0 | 3971.944
2022072914 | 6 | 0.91964 | 91964 | 0.20667 | 10746.84 | 0.70721 | 62941.69 | 1 | 5000 | 10746.84 | 62941.69 | 0 | 0 | 0 | 0 | 13275.47 | 0 | 0 | 0 | 0 | 0 | 13275.47
2022072915 | 6 | 0.93822 | 93822 | 0.24643 | 12814.36 | 0.68262 | 60753.18 | 1 | 5000 | 12814.36 | 60753.18 | 0 | 0 | 0 | 0 | 15254.46 | 0 | 0 | 0 | 0 | 0 | 15254.46
2022072916 | 6 | 0.95017 | 95017 | 0.29627 | 15406.04 | 0.63662 | 56659.18 | 1 | 5000 | 15406.04 | 56659.18 | 0 | 0 | 0 | 0 | 17951.78 | 0 | 0 | 0 | 0 | 0 | 17951.78
2022072917 | 6 | 0.95931 | 95931 | 0.33995 | 17677.4 | 0.61213 | 54479.57 | 1 | 5000 | 17677.4 | 54479.57 | 0 | 0 | 0 | 0 | 18774.03 | 0 | 0 | 0 | 0 | 0 | 18774.03
2022072918 | 6 | 0.95097 | 95097 | 0.3813 | 19827.6 | 0.56416 | 50210.24 | 1 | 5000 | 19827.6 | 50210.24 | 0 | 0 | 0 | 0 | 20059.16 | 0 | 0 | 0 | 0 | 0 | 20059.16
2022072919 | 6 | 0.91982 | 91982 | 0.4363 | 22687.6 | 0.53531 | 47642.59 | 1 | 5000 | 22687.6 | 47642.59 | 0 | 0 | 0 | 0 | 16651.81 | 0 | 0 | 0 | 0 | 0 | 16651.81
2022072920 | 6 | 0.88259 | 88259 | 0.42733 | 22221.16 | 0.30073 | 26764.97 | 1 | 5000 | 22221.16 | 26764.97 | 0 | 0 | 0 | 0 | 34272.87 | 0 | 0 | 0 | 0 | 0 | 34272.87
2022072921 | 6 | 0.85085 | 85085 | 0.37515 | 19507.8 | 0.02625 | 2336.25 | 1 | 5000 | 19507.8 | 2336.25 | 0 | 0 | 0 | 0 | 58240.95 | 0 | 0 | 0 | 0 | 0 | 58240.95
2022072922 | 6 | 0.82344 | 82344 | 0.38568 | 20055.36 | 0 | 0 | 1 | 5000 | 20055.36 | 0 | 0 | 0 | 0 | 0 | 57288.64 | 0 | 0 | 0 | 0 | 0 | 57288.64
2022072923 | 6 | 0.78222 | 78222 | 0.3693 | 19203.6 | 0 | 0 | 1 | 5000 | 19203.6 | 0 | 0 | 0 | 0 | 0 | 54018.4 | 0 | 0 | 0 | 0 | 0 | 54018.4
2022072924 | 6 | 0.73706 | 73706 | 0.37272 | 19381.44 | 0 | 0 | 1 | 5000 | 19381.44 | 0 | 0 | 0 | 0 | 0 | 49324.56 | 0 | 0 | 0 | 0 | 0 | 49324.56
2022073001 | 7 | 0.69487 | 69487 | 0.37373 | 19433.96 | 0 | 0 | 1 | 5000 | 19433.96 | 0 | 0 | 0 | 0 | 0 | 45053.04 | 0 | 0 | 0 | 0 | 0 | 45053.04
2022073002 | 7 | 0.66224 | 66224 | 0.36814 | 19143.28 | 0 | 0 | 1 | 5000 | 19143.28 | 0 | 0 | 0 | 0 | 0 | 42080.72 | 0 | 0 | 0 | 0 | 0 | 42080.72
2022073003 | 7 | 0.63699 | 63699 | 0.37021 | 19250.92 | 0 | 0 | 1 | 5000 | 19250.92 | 0 | 0 | 0 | 0 | 0 | 39448.08 | 0 | 0 | 0 | 0 | 0 | 39448.08
2022073004 | 7 | 0.61482 | 61482 | 0.35363 | 18388.76 | 0 | 0 | 1 | 5000 | 18388.76 | 0 | 0 | 0 | 0 | 0 | 38093.24 | 0 | 0 | 0 | 0 | 0 | 38093.24
2022073005 | 7 | 0.60324 | 60324 | 0.35913 | 18674.76 | 0 | 0 | 1 | 5000 | 18674.76 | 0 | 0 | 0 | 0 | 0 | 36649.24 | 0 | 0 | 0 | 0 | 0 | 36649.24
2022073006 | 7 | 0.59699 | 59699 | 0.32938 | 17127.76 | 0 | 0 | 1 | 5000 | 17127.76 | 0 | 0 | 0 | 0 | 0 | 37571.24 | 0 | 0 | 0 | 0 | 0 | 37571.24
2022073007 | 7 | 0.59412 | 59412 | 0.2833 | 14731.6 | 0.00037 | 32.93 | 1 | 5000 | 14731.6 | 32.93 | 0 | 0 | 0 | 0 | 39647.47 | 0 | 0 | 0 | 0 | 0 | 39647.47
2022073008 | 7 | 0.5968 | 59680 | 0.23731 | 12340.12 | 0.08195 | 7293.55 | 1 | 5000 | 12340.12 | 7293.55 | 0 | 0 | 0 | 0 | 35046.33 | 0 | 0 | 0 | 0 | 0 | 35046.33
2022073009 | 7 | 0.63655 | 63655 | 0.20658 | 10742.16 | 0.43373 | 38601.97 | 1 | 5000 | 10742.16 | 38601.97 | 0 | 0 | 0 | 0 | 9310.87 | 0 | 0 | 0 | 0 | 0 | 9310.87
2022073010 | 7 | 0.68907 | 68907 | 0.21859 | 11366.68 | 0.65239 | 58062.71 | 1 | 5000 | 11366.68 | 52540.32 | 0 | 0 | 5522.39 | 5522.39 | 0 | 4694.0315 | 0 | 0 | 0 | 4694.0315 | 0
2022073011 | 7 | 0.74051 | 74051 | 0.20009 | 10404.68 | 0.74931 | 66688.59 | 1 | 5000 | 10404.68 | 58646.32 | 0 | 0 | 8042.27 | 8042.27 | 0 | 11529.961 | 0 | 0 | 0 | 6835.9295 | 0
2022073012 | 7 | 0.79348 | 79348 | 0.19506 | 10143.12 | 0.75685 | 67359.65 | 1 | 5000 | 10143.12 | 64204.88 | 0 | 0 | 3154.77 | 3154.77 | 0 | 14211.5155 | 0 | 0 | 0 | 2681.5545 | 0
2022073013 | 7 | 0.84355 | 84355 | 0.18933 | 9845.16 | 0.71496 | 63631.44 | 1 | 5000 | 9845.16 | 63631.44 | 0 | 0 | 0 | 0 | 5878.4 | 8333.1155 | 5878.4 | 0 | 0 | 0 | 0
2022073014 | 7 | 0.88018 | 88018 | 0.20221 | 10514.92 | 0.71998 | 64078.22 | 1 | 5000 | 10514.92 | 64078.22 | 0 | 0 | 0 | 0 | 8424.86 | 0 | 8333.1155 | 0 | 0 | 0 | 91.7445
2022073015 | 7 | 0.90603 | 90603 | 0.22442 | 11669.84 | 0.69878 | 62191.42 | 1 | 5000 | 11669.84 | 62191.42 | 0 | 0 | 0 | 0 | 11741.74 | 0 | 0 | 0 | 0 | 0 | 11741.74
2022073016 | 7 | 0.9195 | 91950 | 0.24184 | 12575.68 | 0.71104 | 63282.56 | 1 | 5000 | 12575.68 | 63282.56 | 0 | 0 | 0 | 0 | 11091.76 | 0 | 0 | 0 | 0 | 0 | 11091.76
2022073017 | 7 | 0.92848 | 92848 | 0.26208 | 13628.16 | 0.68216 | 60712.24 | 1 | 5000 | 13628.16 | 60712.24 | 0 | 0 | 0 | 0 | 13507.6 | 0 | 0 | 0 | 0 | 0 | 13507.6
2022073018 | 7 | 0.92364 | 92364 | 0.28554 | 14848.08 | 0.65172 | 58003.08 | 1 | 5000 | 14848.08 | 58003.08 | 0 | 0 | 0 | 0 | 14512.84 | 0 | 0 | 0 | 0 | 0 | 14512.84
2022073019 | 7 | 0.90179 | 90179 | 0.29367 | 15270.84 | 0.55671 | 49547.19 | 1 | 5000 | 15270.84 | 49547.19 | 0 | 0 | 0 | 0 | 20360.97 | 0 | 0 | 0 | 0 | 0 | 20360.97
2022073020 | 7 | 0.86886 | 86886 | 0.29477 | 15328.04 | 0.29471 | 26229.19 | 1 | 5000 | 15328.04 | 26229.19 | 0 | 0 | 0 | 0 | 40328.77 | 0 | 0 | 0 | 0 | 0 | 40328.77
2022073021 | 7 | 0.83835 | 83835 | 0.31716 | 16492.32 | 0.03069 | 2731.41 | 1 | 5000 | 16492.32 | 2731.41 | 0 | 0 | 0 | 0 | 59611.27 | 0 | 0 | 0 | 0 | 0 | 59611.27
2022073022 | 7 | 0.81196 | 81196 | 0.36187 | 18817.24 | 0 | 0 | 1 | 5000 | 18817.24 | 0 | 0 | 0 | 0 | 0 | 57378.76 | 0 | 0 | 0 | 0 | 0 | 57378.76
2022073023 | 7 | 0.77547 | 77547 | 0.4337 | 22552.4 | 0 | 0 | 1 | 5000 | 22552.4 | 0 | 0 | 0 | 0 | 0 | 49994.6 | 0 | 0 | 0 | 0 | 0 | 49994.6
2022073024 | 7 | 0.73415 | 73415 | 0.47309 | 24600.68 | 0 | 0 | 1 | 5000 | 24600.68 | 0 | 0 | 0 | 0 | 0 | 43814.32 | 0 | 0 | 0 | 0 | 0 | 43814.32
2022073101 | 1 | 0.69492 | 69492 | 0.50105 | 26054.6 | 0 | 0 | 1 | 5000 | 26054.6 | 0 | 0 | 0 | 0 | 0 | 38437.4 | 0 | 0 | 0 | 0 | 0 | 38437.4
2022073102 | 1 | 0.6623 | 66230 | 0.51555 | 26808.6 | 0 | 0 | 1 | 5000 | 26808.6 | 0 | 0 | 0 | 0 | 0 | 34421.4 | 0 | 0 | 0 | 0 | 0 | 34421.4
2022073103 | 1 | 0.6358 | 63580 | 0.52433 | 27265.16 | 0 | 0 | 1 | 5000 | 27265.16 | 0 | 0 | 0 | 0 | 0 | 31314.84 | 0 | 0 | 0 | 0 | 0 | 31314.84
2022073104 | 1 | 0.6168 | 61680 | 0.52679 | 27393.08 | 0 | 0 | 1 | 5000 | 27393.08 | 0 | 0 | 0 | 0 | 0 | 29286.92 | 0 | 0 | 0 | 0 | 0 | 29286.92
2022073105 | 1 | 0.60109 | 60109 | 0.52283 | 27187.16 | 0 | 0 | 1 | 5000 | 27187.16 | 0 | 0 | 0 | 0 | 0 | 27921.84 | 0 | 0 | 0 | 0 | 0 | 27921.84
2022073106 | 1 | 0.59094 | 59094 | 0.50512 | 26266.24 | 0 | 0 | 1 | 5000 | 26266.24 | 0 | 0 | 0 | 0 | 0 | 27827.76 | 0 | 0 | 0 | 0 | 0 | 27827.76
2022073107 | 1 | 0.58259 | 58259 | 0.49001 | 25480.52 | 0.00024 | 21.36 | 1 | 5000 | 25480.52 | 21.36 | 0 | 0 | 0 | 0 | 27757.12 | 0 | 0 | 0 | 0 | 0 | 27757.12
2022073108 | 1 | 0.58149 | 58149 | 0.46795 | 24333.4 | 0.06787 | 6040.43 | 1 | 5000 | 24333.4 | 6040.43 | 0 | 0 | 0 | 0 | 22775.17 | 0 | 0 | 0 | 0 | 0 | 22775.17
2022073109 | 1 | 0.61651 | 61651 | 0.42124 | 21904.48 | 0.38584 | 34339.76 | 1 | 5000 | 21904.48 | 34339.76 | 0 | 0 | 0 | 0 | 406.76 | 0 | 0 | 0 | 0 | 0 | 406.76
2022073110 | 1 | 0.66791 | 66791 | 0.40599 | 21111.48 | 0.61342 | 54594.38 | 1 | 5000 | 21111.48 | 40679.52 | 0 | 0 | 13914.86 | 13914.86 | 0 | 11827.631 | 0 | 0 | 0 | 11827.631 | 0
2022073111 | 1 | 0.7201 | 72010 | 0.37202 | 19345.04 | 0.7251 | 64533.9 | 1 | 5000 | 19345.04 | 47664.96 | 0 | 0 | 16868.94 | 16868.94 | 0 | 26166.23 | 0 | 0 | 0 | 14338.599 | 0
2022073112 | 1 | 0.77333 | 77333 | 0.33344 | 17338.88 | 0.72892 | 64873.88 | 1 | 5000 | 17338.88 | 54994.12 | 0 | 0 | 9879.76 | 9879.76 | 0 | 34564.026 | 0 | 0 | 0 | 8397.796 | 0
2022073113 | 1 | 0.8215 | 82150 | 0.30687 | 15957.24 | 0.72489 | 64515.21 | 1 | 5000 | 15957.24 | 61192.76 | 0 | 0 | 3322.45 | 3322.45 | 0 | 37388.1085 | 0 | 0 | 0 | 2824.0825 | 0
2022073114 | 1 | 0.86337 | 86337 | 0.28951 | 15054.52 | 0.74492 | 66297.88 | 1 | 5000 | 15054.52 | 66282.48 | 0 | 0 | 15.4 | 15.4 | 0 | 37401.1985 | 0 | 0 | 0 | 13.09 | 0
2022073115 | 1 | 0.89916 | 89916 | 0.27736 | 14422.72 | 0.75987 | 67628.43 | 1 | 5000 | 14422.72 | 67628.43 | 0 | 0 | 0 | 0 | 2864.85 | 34536.3485 | 2864.85 | 0 | 0 | 0 | 0
2022073116 | 1 | 0.92225 | 92225 | 0.25681 | 13354.12 | 0.75004 | 66753.56 | 1 | 5000 | 13354.12 | 66753.56 | 0 | 0 | 0 | 0 | 7117.32 | 27419.0285 | 7117.32 | 0 | 0 | 0 | 0
2022073117 | 1 | 0.9377 | 93770 | 0.25935 | 13486.2 | 0.71438 | 63579.82 | 1 | 5000 | 13486.2 | 63579.82 | 0 | 0 | 0 | 0 | 11703.98 | 15715.0485 | 11703.98 | 0 | 0 | 0 | 0
2022073118 | 1 | 0.9441 | 94410 | 0.26701 | 13884.52 | 0.66653 | 59321.17 | 1 | 5000 | 13884.52 | 59321.17 | 0 | 0 | 0 | 0 | 16204.31 | 0 | 15715.0485 | 0 | 0 | 0 | 489.2615
2022073119 | 1 | 0.93167 | 93167 | 0.28991 | 15075.32 | 0.55864 | 49718.96 | 1 | 5000 | 15075.32 | 49718.96 | 0 | 0 | 0 | 0 | 23372.72 | 0 | 0 | 0 | 0 | 0 | 23372.72
2022073120 | 1 | 0.90197 | 90197 | 0.32284 | 16787.68 | 0.27035 | 24061.15 | 1 | 5000 | 16787.68 | 24061.15 | 0 | 0 | 0 | 0 | 44348.17 | 0 | 0 | 0 | 0 | 0 | 44348.17
2022073121 | 1 | 0.86785 | 86785 | 0.35446 | 18431.92 | 0.02129 | 1894.81 | 1 | 5000 | 18431.92 | 1894.81 | 0 | 0 | 0 | 0 | 61458.27 | 0 | 0 | 0 | 0 | 0 | 61458.27
2022073122 | 1 | 0.83806 | 83806 | 0.41478 | 21568.56 | 0 | 0 | 1 | 5000 | 21568.56 | 0 | 0 | 0 | 0 | 0 | 57237.44 | 0 | 0 | 0 | 0 | 0 | 57237.44
2022073123 | 1 | 0.79076 | 79076 | 0.48769 | 25359.88 | 0 | 0 | 1 | 5000 | 25359.88 | 0 | 0 | 0 | 0 | 0 | 48716.12 | 0 | 0 | 0 | 0 | 0 | 48716.12
2022073124 | 1 | 0.74041 | 74041 | 0.52614 | 27359.28 | 0 | 0 | 1 | 5000 | 27359.28 | 0 | 0 | 0 | 0 | 0 | 41681.72 | 0 | 0 | 0 | 0 | 0 | 41681.72
2022080101 | 2 | 0.69492 | 69492 | 0.53508 | 27824.16 | 0 | 0 | 1 | 5000 | 27824.16 | 0 | 0 | 0 | 0 | 0 | 36667.84 | 0 | 0 | 0 | 0 | 0 | 36667.84
2022080102 | 2 | 0.65983 | 65983 | 0.5365 | 27898 | 0 | 0 | 1 | 5000 | 27898 | 0 | 0 | 0 | 0 | 0 | 33085 | 0 | 0 | 0 | 0 | 0 | 33085
2022080103 | 2 | 0.63715 | 63715 | 0.53597 | 27870.44 | 0 | 0 | 1 | 5000 | 27870.44 | 0 | 0 | 0 | 0 | 0 | 30844.56 | 0 | 0 | 0 | 0 | 0 | 30844.56
2022080104 | 2 | 0.62334 | 62334 | 0.5379 | 27970.8 | 0 | 0 | 1 | 5000 | 27970.8 | 0 | 0 | 0 | 0 | 0 | 29363.2 | 0 | 0 | 0 | 0 | 0 | 29363.2
2022080105 | 2 | 0.61563 | 61563 | 0.52235 | 27162.2 | 0 | 0 | 1 | 5000 | 27162.2 | 0 | 0 | 0 | 0 | 0 | 29400.8 | 0 | 0 | 0 | 0 | 0 | 29400.8
2022080106 | 2 | 0.62236 | 62236 | 0.51402 | 26729.04 | 0 | 0 | 1 | 5000 | 26729.04 | 0 | 0 | 0 | 0 | 0 | 30506.96 | 0 | 0 | 0 | 0 | 0 | 30506.96
2022080107 | 2 | 0.63265 | 63265 | 0.48672 | 25309.44 | 0.0002 | 17.8 | 1 | 5000 | 25309.44 | 17.8 | 0 | 0 | 0 | 0 | 32937.76 | 0 | 0 | 0 | 0 | 0 | 32937.76
2022080108 | 2 | 0.63827 | 63827 | 0.42334 | 22013.68 | 0.08201 | 7298.89 | 1 | 5000 | 22013.68 | 7298.89 | 0 | 0 | 0 | 0 | 29514.43 | 0 | 0 | 0 | 0 | 0 | 29514.43
2022080109 | 2 | 0.67199 | 67199 | 0.3656 | 19011.2 | 0.45238 | 40261.82 | 1 | 5000 | 19011.2 | 40261.82 | 0 | 0 | 0 | 0 | 2925.98 | 0 | 0 | 0 | 0 | 0 | 2925.98
2022080110 | 2 | 0.71677 | 71677 | 0.38378 | 19956.56 | 0.63184 | 56233.76 | 1 | 5000 | 19956.56 | 46720.44 | 0 | 0 | 9513.32 | 9513.32 | 0 | 8086.322 | 0 | 0 | 0 | 8086.322 | 0
2022080111 | 2 | 0.76322 | 76322 | 0.34624 | 18004.48 | 0.69601 | 61944.89 | 1 | 5000 | 18004.48 | 53317.52 | 0 | 0 | 8627.37 | 8627.37 | 0 | 15419.5865 | 0 | 0 | 0 | 7333.2645 | 0
2022080112 | 2 | 0.80993 | 80993 | 0.25115 | 13059.8 | 0.68811 | 61241.79 | 1 | 5000 | 13059.8 | 61241.79 | 0 | 0 | 0 | 0 | 1691.41 | 13728.1765 | 1691.41 | 0 | 0 | 0 | 0
2022080113 | 2 | 0.85201 | 85201 | 0.20576 | 10699.52 | 0.71394 | 63540.66 | 1 | 5000 | 10699.52 | 63540.66 | 0 | 0 | 0 | 0 | 5960.82 | 7767.3565 | 5960.82 | 0 | 0 | 0 | 0
2022080114 | 2 | 0.89183 | 89183 | 0.19931 | 10364.12 | 0.73012 | 64980.68 | 1 | 5000 | 10364.12 | 64980.68 | 0 | 0 | 0 | 0 | 8838.2 | 0 | 7767.3565 | 0 | 0 | 0 | 1070.8435
2022080115 | 2 | 0.92183 | 92183 | 0.21441 | 11149.32 | 0.73411 | 65335.79 | 1 | 5000 | 11149.32 | 65335.79 | 0 | 0 | 0 | 0 | 10697.89 | 0 | 0 | 0 | 0 | 0 | 10697.89
2022080116 | 2 | 0.94656 | 94656 | 0.26835 | 13954.2 | 0.72411 | 64445.79 | 1 | 5000 | 13954.2 | 64445.79 | 0 | 0 | 0 | 0 | 11256.01 | 0 | 0 | 0 | 0 | 0 | 11256.01
2022080117 | 2 | 0.95315 | 95315 | 0.31209 | 16228.68 | 0.69461 | 61820.29 | 1 | 5000 | 16228.68 | 61820.29 | 0 | 0 | 0 | 0 | 12266.03 | 0 | 0 | 0 | 0 | 0 | 12266.03
2022080118 | 2 | 0.94956 | 94956 | 0.33971 | 17664.92 | 0.6594 | 58686.6 | 1 | 5000 | 17664.92 | 58686.6 | 0 | 0 | 0 | 0 | 13604.48 | 0 | 0 | 0 | 0 | 0 | 13604.48
2022080119 | 2 | 0.93927 | 93927 | 0.37966 | 19742.32 | 0.55902 | 49752.78 | 1 | 5000 | 19742.32 | 49752.78 | 0 | 0 | 0 | 0 | 19431.9 | 0 | 0 | 0 | 0 | 0 | 19431.9
2022080120 | 2 | 0.91105 | 91105 | 0.42116 | 21900.32 | 0.27091 | 24110.99 | 1 | 5000 | 21900.32 | 24110.99 | 0 | 0 | 0 | 0 | 40093.69 | 0 | 0 | 0 | 0 | 0 | 40093.69
2022080121 | 2 | 0.87951 | 87951 | 0.43721 | 22734.92 | 0.02645 | 2354.05 | 1 | 5000 | 22734.92 | 2354.05 | 0 | 0 | 0 | 0 | 57862.03 | 0 | 0 | 0 | 0 | 0 | 57862.03
2022080122 | 2 | 0.84869 | 84869 | 0.48116 | 25020.32 | 0 | 0 | 1 | 5000 | 25020.32 | 0 | 0 | 0 | 0 | 0 | 54848.68 | 0 | 0 | 0 | 0 | 0 | 54848.68
2022080123 | 2 | 0.79868 | 79868 | 0.52243 | 27166.36 | 0 | 0 | 1 | 5000 | 27166.36 | 0 | 0 | 0 | 0 | 0 | 47701.64 | 0 | 0 | 0 | 0 | 0 | 47701.64
2022080124 | 2 | 0.74537 | 74537 | 0.5329 | 27710.8 | 0 | 0 | 1 | 5000 | 27710.8 | 0 | 0 | 0 | 0 | 0 | 41826.2 | 0 | 0 | 0 | 0 | 0 | 41826.2
2022080201 | 3 | 0.69925 | 69925 | 0.55195 | 28701.4 | 0 | 0 | 1 | 5000 | 28701.4 | 0 | 0 | 0 | 0 | 0 | 36223.6 | 0 | 0 | 0 | 0 | 0 | 36223.6
2022080202 | 3 | 0.66568 | 66568 | 0.55998 | 29118.96 | 0 | 0 | 1 | 5000 | 29118.96 | 0 | 0 | 0 | 0 | 0 | 32449.04 | 0 | 0 | 0 | 0 | 0 | 32449.04
2022080203 | 3 | 0.64351 | 64351 | 0.56335 | 29294.2 | 0 | 0 | 1 | 5000 | 29294.2 | 0 | 0 | 0 | 0 | 0 | 30056.8 | 0 | 0 | 0 | 0 | 0 | 30056.8
2022080204 | 3 | 0.63011 | 63011 | 0.56257 | 29253.64 | 0 | 0 | 1 | 5000 | 29253.64 | 0 | 0 | 0 | 0 | 0 | 28757.36 | 0 | 0 | 0 | 0 | 0 | 28757.36
2022080205 | 3 | 0.62359 | 62359 | 0.55065 | 28633.8 | 0 | 0 | 1 | 5000 | 28633.8 | 0 | 0 | 0 | 0 | 0 | 28725.2 | 0 | 0 | 0 | 0 | 0 | 28725.2
2022080206 | 3 | 0.63041 | 63041 | 0.51815 | 26943.8 | 0 | 0 | 1 | 5000 | 26943.8 | 0 | 0 | 0 | 0 | 0 | 31097.2 | 0 | 0 | 0 | 0 | 0 | 31097.2
2022080207 | 3 | 0.64383 | 64383 | 0.51236 | 26642.72 | 0.00016 | 14.24 | 1 | 5000 | 26642.72 | 14.24 | 0 | 0 | 0 | 0 | 32726.04 | 0 | 0 | 0 | 0 | 0 | 32726.04
2022080208 | 3 | 0.65053 | 65053 | 0.48279 | 25105.08 | 0.08425 | 7498.25 | 1 | 5000 | 25105.08 | 7498.25 | 0 | 0 | 0 | 0 | 27449.67 | 0 | 0 | 0 | 0 | 0 | 27449.67
2022080209 | 3 | 0.68561 | 68561 | 0.47384 | 24639.68 | 0.42856 | 38141.84 | 1 | 5000 | 24639.68 | 38141.84 | 0 | 0 | 0 | 0 | 779.48 | 0 | 0 | 0 | 0 | 0 | 779.48
2022080210 | 3 | 0.73708 | 73708 | 0.55746 | 28987.92 | 0.55843 | 49700.27 | 1 | 5000 | 28987.92 | 39720.08 | 0 | 0 | 9980.19 | 9980.19 | 0 | 8483.1615 | 0 | 0 | 0 | 8483.1615 | 0
2022080211 | 3 | 0.7893 | 78930 | 0.55426 | 28821.52 | 0.63541 | 56551.49 | 1 | 5000 | 28821.52 | 45108.48 | 0 | 0 | 11443.01 | 11443.01 | 0 | 18209.72 | 0 | 0 | 0 | 9726.5585 | 0
2022080212 | 3 | 0.8421 | 84210 | 0.51534 | 26797.68 | 0.75445 | 67146.05 | 1 | 5000 | 26797.68 | 52412.32 | 0 | 0 | 14733.73 | 14733.73 | 0 | 30733.3905 | 0 | 0 | 0 | 12523.6705 | 0
2022080213 | 3 | 0.88953 | 88953 | 0.47796 | 24853.92 | 0.78159 | 69561.51 | 1 | 5000 | 24853.92 | 59099.08 | 0 | 0 | 10462.43 | 10462.43 | 0 | 39626.456 | 0 | 0 | 0 | 8893.0655 | 0
2022080214 | 3 | 0.93413 | 93413 | 0.45109 | 23456.68 | 0.77554 | 69023.06 | 1 | 5000 | 23456.68 | 64956.32 | 0 | 0 | 4066.74 | 4066.74 | 0 | 43083.185 | 0 | 0 | 0 | 3456.729 | 0
2022080215 | 3 | 0.96304 | 96304 | 0.44793 | 23292.36 | 0.77883 | 69315.87 | 1 | 5000 | 23292.36 | 68011.64 | 0 | 0 | 1304.23 | 1304.23 | 0 | 44191.7805 | 0 | 0 | 0 | 1108.5955 | 0
2022080216 | 3 | 0.97477 | 97477 | 0.43933 | 22845.16 | 0.76051 | 67685.39 | 1 | 5000 | 22845.16 | 67685.39 | 0 | 0 | 0 | 0 | 1946.45 | 42245.3305 | 1946.45 | 0 | 0 | 0 | 0
2022080217 | 3 | 0.98173 | 98173 | 0.43361 | 22547.72 | 0.75719 | 67389.91 | 1 | 5000 | 22547.72 | 67389.91 | 0 | 0 | 0 | 0 | 3235.37 | 39009.9605 | 3235.37 | 0 | 0 | 0 | 0
2022080218 | 3 | 0.9815 | 98150 | 0.42808 | 22260.16 | 0.73547 | 65456.83 | 1 | 5000 | 22260.16 | 65456.83 | 0 | 0 | 0 | 0 | 5433.01 | 33576.9505 | 5433.01 | 0 | 0 | 0 | 0
2022080219 | 3 | 0.9739 | 97390 | 0.43236 | 22482.72 | 0.63368 | 56397.52 | 1 | 5000 | 22482.72 | 56397.52 | 0 | 0 | 0 | 0 | 13509.76 | 20067.1905 | 13509.76 | 0 | 0 | 0 | 0
2022080220 | 3 | 0.94562 | 94562 | 0.4653 | 24195.6 | 0.30985 | 27576.65 | 1 | 5000 | 24195.6 | 27576.65 | 0 | 0 | 0 | 0 | 37789.75 | 0 | 20067.1905 | 0 | 0 | 0 | 17722.5595
2022080221 | 3 | 0.90945 | 90945 | 0.4784 | 24876.8 | 0.02838 | 2525.82 | 1 | 5000 | 24876.8 | 2525.82 | 0 | 0 | 0 | 0 | 58542.38 | 0 | 0 | 0 | 0 | 0 | 58542.38
2022080222 | 3 | 0.8789 | 87890 | 0.53091 | 27607.32 | 0 | 0 | 1 | 5000 | 27607.32 | 0 | 0 | 0 | 0 | 0 | 55282.68 | 0 | 0 | 0 | 0 | 0 | 55282.68
2022080223 | 3 | 0.8305 | 83050 | 0.60249 | 31329.48 | 0 | 0 | 1 | 5000 | 31329.48 | 0 | 0 | 0 | 0 | 0 | 46720.52 | 0 | 0 | 0 | 0 | 0 | 46720.52
2022080224 | 3 | 0.77697 | 77697 | 0.64955 | 33776.6 | 0 | 0 | 1 | 5000 | 33776.6 | 0 | 0 | 0 | 0 | 0 | 38920.4 | 0 | 0 | 0 | 0 | 0 | 38920.4
2022080301 | 4 | 0.73032 | 73032 | 0.68286 | 35508.72 | 0 | 0 | 1 | 5000 | 35508.72 | 0 | 0 | 0 | 0 | 0 | 32523.28 | 0 | 0 | 0 | 0 | 0 | 32523.28
2022080302 | 4 | 0.69382 | 69382 | 0.69021 | 35890.92 | 0 | 0 | 1 | 5000 | 35890.92 | 0 | 0 | 0 | 0 | 0 | 28491.08 | 0 | 0 | 0 | 0 | 0 | 28491.08
2022080303 | 4 | 0.66843 | 66843 | 0.69687 | 36237.24 | 0 | 0 | 1 | 5000 | 36237.24 | 0 | 0 | 0 | 0 | 0 | 25605.76 | 0 | 0 | 0 | 0 | 0 | 25605.76
2022080304 | 4 | 0.65294 | 65294 | 0.68675 | 35711 | 0 | 0 | 1 | 5000 | 35711 | 0 | 0 | 0 | 0 | 0 | 24583 | 0 | 0 | 0 | 0 | 0 | 24583
2022080305 | 4 | 0.64781 | 64781 | 0.67884 | 35299.68 | 0 | 0 | 1 | 5000 | 35299.68 | 0 | 0 | 0 | 0 | 0 | 24481.32 | 0 | 0 | 0 | 0 | 0 | 24481.32
2022080306 | 4 | 0.64986 | 64986 | 0.66322 | 34487.44 | 0 | 0 | 1 | 5000 | 34487.44 | 0 | 0 | 0 | 0 | 0 | 25498.56 | 0 | 0 | 0 | 0 | 0 | 25498.56
2022080307 | 4 | 0.65914 | 65914 | 0.64216 | 33392.32 | 0.00029 | 25.81 | 1 | 5000 | 33392.32 | 25.81 | 0 | 0 | 0 | 0 | 27495.87 | 0 | 0 | 0 | 0 | 0 | 27495.87
2022080308 | 4 | 0.66402 | 66402 | 0.61344 | 31898.88 | 0.09281 | 8260.09 | 1 | 5000 | 31898.88 | 8260.09 | 0 | 0 | 0 | 0 | 21243.03 | 0 | 0 | 0 | 0 | 0 | 21243.03
2022080309 | 4 | 0.69488 | 69488 | 0.59803 | 31097.56 | 0.40965 | 36458.85 | 1 | 5000 | 31097.56 | 33390.44 | 0 | 0 | 3068.41 | 3068.41 | 0 | 2608.1485 | 0 | 0 | 0 | 2608.1485 | 0
2022080310 | 4 | 0.74298 | 74298 | 0.64248 | 33408.96 | 0.44386 | 39503.54 | 1 | 5000 | 33408.96 | 35889.04 | 0 | 0 | 3614.5 | 3614.5 | 0 | 5680.4735 | 0 | 0 | 0 | 3072.325 | 0
2022080311 | 4 | 0.79667 | 79667 | 0.59576 | 30979.52 | 0.61615 | 54837.35 | 1 | 5000 | 30979.52 | 43687.48 | 0 | 0 | 11149.87 | 11149.87 | 0 | 15157.863 | 0 | 0 | 0 | 9477.3895 | 0
2022080312 | 4 | 0.85035 | 85035 | 0.52533 | 27317.16 | 0.74684 | 66468.76 | 1 | 5000 | 27317.16 | 52717.84 | 0 | 0 | 13750.92 | 13750.92 | 0 | 26846.145 | 0 | 0 | 0 | 11688.282 | 0
2022080313 | 4 | 0.89603 | 89603 | 0.45841 | 23837.32 | 0.76856 | 68401.84 | 1 | 5000 | 23837.32 | 60765.68 | 0 | 0 | 7636.16 | 7636.16 | 0 | 33336.881 | 0 | 0 | 0 | 6490.736 | 0
2022080314 | 4 | 0.9378 | 93780 | 0.38581 | 20062.12 | 0.75029 | 66775.81 | 1 | 5000 | 20062.12 | 66775.81 | 0 | 0 | 0 | 0 | 1942.07 | 31394.811 | 1942.07 | 0 | 0 | 0 | 0
2022080315 | 4 | 0.96763 | 96763 | 0.35456 | 18437.12 | 0.74978 | 66730.42 | 1 | 5000 | 18437.12 | 66730.42 | 0 | 0 | 0 | 0 | 6595.46 | 24799.351 | 6595.46 | 0 | 0 | 0 | 0
2022080316 | 4 | 0.97796 | 97796 | 0.33 | 17160 | 0.71798 | 63900.22 | 1 | 5000 | 17160 | 63900.22 | 0 | 0 | 0 | 0 | 11735.78 | 13063.571 | 11735.78 | 0 | 0 | 0 | 0
2022080317 | 4 | 0.97945 | 97945 | 0.30876 | 16055.52 | 0.71799 | 63901.11 | 1 | 5000 | 16055.52 | 63901.11 | 0 | 0 | 0 | 0 | 12988.37 | 75.201 | 12988.37 | 0 | 0 | 0 | 0
2022080318 | 4 | 0.97588 | 97588 | 0.29369 | 15271.88 | 0.67937 | 60463.93 | 1 | 5000 | 15271.88 | 60463.93 | 0 | 0 | 0 | 0 | 16852.19 | 0 | 75.201 | 0 | 0 | 0 | 16776.989
2022080319 | 4 | 0.96154 | 96154 | 0.29927 | 15562.04 | 0.55367 | 49276.63 | 1 | 5000 | 15562.04 | 49276.63 | 0 | 0 | 0 | 0 | 26315.33 | 0 | 0 | 0 | 0 | 0 | 26315.33
2022080320 | 4 | 0.93218 | 93218 | 0.32194 | 16740.88 | 0.27135 | 24150.15 | 1 | 5000 | 16740.88 | 24150.15 | 0 | 0 | 0 | 0 | 47326.97 | 0 | 0 | 0 | 0 | 0 | 47326.97
2022080321 | 4 | 0.90146 | 90146 | 0.36477 | 18968.04 | 0.01691 | 1504.99 | 1 | 5000 | 18968.04 | 1504.99 | 0 | 0 | 0 | 0 | 64672.97 | 0 | 0 | 0 | 0 | 0 | 64672.97
2022080322 | 4 | 0.87369 | 87369 | 0.44511 | 23145.72 | 0 | 0 | 1 | 5000 | 23145.72 | 0 | 0 | 0 | 0 | 0 | 59223.28 | 0 | 0 | 0 | 0 | 0 | 59223.28
2022080323 | 4 | 0.82467 | 82467 | 0.53479 | 27809.08 | 0 | 0 | 1 | 5000 | 27809.08 | 0 | 0 | 0 | 0 | 0 | 49657.92 | 0 | 0 | 0 | 0 | 0 | 49657.92
2022080324 | 4 | 0.77234 | 77234 | 0.58315 | 30323.8 | 0 | 0 | 1 | 5000 | 30323.8 | 0 | 0 | 0 | 0 | 0 | 41910.2 | 0 | 0 | 0 | 0 | 0 | 41910.2
2022080401 | 5 | 0.72765 | 72765 | 0.5951 | 30945.2 | 0 | 0 | 1 | 5000 | 30945.2 | 0 | 0 | 0 | 0 | 0 | 36819.8 | 0 | 0 | 0 | 0 | 0 | 36819.8
2022080402 | 5 | 0.69257 | 69257 | 0.58622 | 30483.44 | 0 | 0 | 1 | 5000 | 30483.44 | 0 | 0 | 0 | 0 | 0 | 33773.56 | 0 | 0 | 0 | 0 | 0 | 33773.56
2022080403 | 5 | 0.66558 | 66558 | 0.56468 | 29363.36 | 0 | 0 | 1 | 5000 | 29363.36 | 0 | 0 | 0 | 0 | 0 | 32194.64 | 0 | 0 | 0 | 0 | 0 | 32194.64
2022080404 | 5 | 0.64744 | 64744 | 0.54042 | 28101.84 | 0 | 0 | 1 | 5000 | 28101.84 | 0 | 0 | 0 | 0 | 0 | 31642.16 | 0 | 0 | 0 | 0 | 0 | 31642.16
2022080405 | 5 | 0.63767 | 63767 | 0.53913 | 28034.76 | 0 | 0 | 1 | 5000 | 28034.76 | 0 | 0 | 0 | 0 | 0 | 30732.24 | 0 | 0 | 0 | 0 | 0 | 30732.24
2022080406 | 5 | 0.64318 | 64318 | 0.5104 | 26540.8 | 0 | 0 | 1 | 5000 | 26540.8 | 0 | 0 | 0 | 0 | 0 | 32777.2 | 0 | 0 | 0 | 0 | 0 | 32777.2
2022080407 | 5 | 0.65196 | 65196 | 0.45849 | 23841.48 | 0.00013 | 11.57 | 1 | 5000 | 23841.48 | 11.57 | 0 | 0 | 0 | 0 | 36342.95 | 0 | 0 | 0 | 0 | 0 | 36342.95
2022080408 | 5 | 0.65545 | 65545 | 0.40021 | 20810.92 | 0.07071 | 6293.19 | 1 | 5000 | 20810.92 | 6293.19 | 0 | 0 | 0 | 0 | 33440.89 | 0 | 0 | 0 | 0 | 0 | 33440.89
2022080409 | 5 | 0.69085 | 69085 | 0.36733 | 19101.16 | 0.41718 | 37129.02 | 1 | 5000 | 19101.16 | 37129.02 | 0 | 0 | 0 | 0 | 7854.82 | 0 | 0 | 0 | 0 | 0 | 7854.82
2022080410 | 5 | 0.7348 | 73480 | 0.3676 | 19115.2 | 0.65888 | 58640.32 | 1 | 5000 | 19115.2 | 49364.8 | 0 | 0 | 9275.52 | 9275.52 | 0 | 7884.192 | 0 | 0 | 0 | 7884.192 | 0
2022080411 | 5 | 0.78736 | 78736 | 0.31268 | 16259.36 | 0.72311 | 64356.79 | 1 | 5000 | 16259.36 | 57476.64 | 0 | 0 | 6880.15 | 6880.15 | 0 | 13732.3195 | 0 | 0 | 0 | 5848.1275 | 0
2022080412 | 5 | 0.84108 | 84108 | 0.26095 | 13569.4 | 0.75392 | 67098.88 | 1 | 5000 | 13569.4 | 65538.6 | 0 | 0 | 1560.28 | 1560.28 | 0 | 15058.5575 | 0 | 0 | 0 | 1326.238 | 0
2022080413 | 5 | 0.89311 | 89311 | 0.21911 | 11393.72 | 0.76185 | 67804.65 | 1 | 5000 | 11393.72 | 67804.65 | 0 | 0 | 0 | 0 | 5112.63 | 9945.9275 | 5112.63 | 0 | 0 | 0 | 0
2022080414 | 5 | 0.93768 | 93768 | 0.21002 | 10921.04 | 0.751 | 66839 | 1 | 5000 | 10921.04 | 66839 | 0 | 0 | 0 | 0 | 11007.96 | 0 | 9945.9275 | 0 | 0 | 0 | 1062.0325
2022080415 | 5 | 0.96905 | 96905 | 0.21241 | 11045.32 | 0.73114 | 65071.46 | 1 | 5000 | 11045.32 | 65071.46 | 0 | 0 | 0 | 0 | 15788.22 | 0 | 0 | 0 | 0 | 0 | 15788.22
2022080416 | 5 | 0.97743 | 97743 | 0.21405 | 11130.6 | 0.70991 | 63181.99 | 1 | 5000 | 11130.6 | 63181.99 | 0 | 0 | 0 | 0 | 18430.41 | 0 | 0 | 0 | 0 | 0 | 18430.41
2022080417 | 5 | 0.97596 | 97596 | 0.23796 | 12373.92 | 0.68307 | 60793.23 | 1 | 5000 | 12373.92 | 60793.23 | 0 | 0 | 0 | 0 | 19428.85 | 0 | 0 | 0 | 0 | 0 | 19428.85
2022080418 | 5 | 0.96886 | 96886 | 0.30062 | 15632.24 | 0.65572 | 58359.08 | 1 | 5000 | 15632.24 | 58359.08 | 0 | 0 | 0 | 0 | 17894.68 | 0 | 0 | 0 | 0 | 0 | 17894.68
2022080419 | 5 | 0.9503 | 95030 | 0.3544 | 18428.8 | 0.49753 | 44280.17 | 1 | 5000 | 18428.8 | 44280.17 | 0 | 0 | 0 | 0 | 27321.03 | 0 | 0 | 0 | 0 | 0 | 27321.03
2022080420 | 5 | 0.92168 | 92168 | 0.372 | 19344 | 0.22295 | 19842.55 | 1 | 5000 | 19344 | 19842.55 | 0 | 0 | 0 | 0 | 47981.45 | 0 | 0 | 0 | 0 | 0 | 47981.45
2022080421 | 5 | 0.88933 | 88933 | 0.36171 | 18808.92 | 0.01448 | 1288.72 | 1 | 5000 | 18808.92 | 1288.72 | 0 | 0 | 0 | 0 | 63835.36 | 0 | 0 | 0 | 0 | 0 | 63835.36
2022080422 | 5 | 0.85429 | 85429 | 0.39414 | 20495.28 | 0 | 0 | 1 | 5000 | 20495.28 | 0 | 0 | 0 | 0 | 0 | 59933.72 | 0 | 0 | 0 | 0 | 0 | 59933.72
2022080423 | 5 | 0.804 | 80400 | 0.41874 | 21774.48 | 0 | 0 | 1 | 5000 | 21774.48 | 0 | 0 | 0 | 0 | 0 | 53625.52 | 0 | 0 | 0 | 0 | 0 | 53625.52
2022080424 | 5 | 0.75162 | 75162 | 0.4475 | 23270 | 0 | 0 | 1 | 5000 | 23270 | 0 | 0 | 0 | 0 | 0 | 46892 | 0 | 0 | 0 | 0 | 0 | 46892
2022080501 | 6 | 0.70681 | 70681 | 0.42151 | 21918.52 | 0 | 0 | 1 | 5000 | 21918.52 | 0 | 0 | 0 | 0 | 0 | 43762.48 | 0 | 0 | 0 | 0 | 0 | 43762.48
2022080502 | 6 | 0.67288 | 67288 | 0.37827 | 19670.04 | 0 | 0 | 1 | 5000 | 19670.04 | 0 | 0 | 0 | 0 | 0 | 42617.96 | 0 | 0 | 0 | 0 | 0 | 42617.96
2022080503 | 6 | 0.648 | 64800 | 0.35726 | 18577.52 | 0 | 0 | 1 | 5000 | 18577.52 | 0 | 0 | 0 | 0 | 0 | 41222.48 | 0 | 0 | 0 | 0 | 0 | 41222.48
2022080504 | 6 | 0.63033 | 63033 | 0.35721 | 18574.92 | 0 | 0 | 1 | 5000 | 18574.92 | 0 | 0 | 0 | 0 | 0 | 39458.08 | 0 | 0 | 0 | 0 | 0 | 39458.08
2022080505 | 6 | 0.6229 | 62290 | 0.35983 | 18711.16 | 0 | 0 | 1 | 5000 | 18711.16 | 0 | 0 | 0 | 0 | 0 | 38578.84 | 0 | 0 | 0 | 0 | 0 | 38578.84
2022080506 | 6 | 0.6267 | 62670 | 0.34408 | 17892.16 | 0 | 0 | 1 | 5000 | 17892.16 | 0 | 0 | 0 | 0 | 0 | 39777.84 | 0 | 0 | 0 | 0 | 0 | 39777.84
2022080507 | 6 | 0.63803 | 63803 | 0.32512 | 16906.24 | 0.00016 | 14.24 | 1 | 5000 | 16906.24 | 14.24 | 0 | 0 | 0 | 0 | 41882.52 | 0 | 0 | 0 | 0 | 0 | 41882.52
2022080508 | 6 | 0.64352 | 64352 | 0.29504 | 15342.08 | 0.06684 | 5948.76 | 1 | 5000 | 15342.08 | 5948.76 | 0 | 0 | 0 | 0 | 38061.16 | 0 | 0 | 0 | 0 | 0 | 38061.16
2022080509 | 6 | 0.67602 | 67602 | 0.24631 | 12808.12 | 0.36676 | 32641.64 | 1 | 5000 | 12808.12 | 32641.64 | 0 | 0 | 0 | 0 | 17152.24 | 0 | 0 | 0 | 0 | 0 | 17152.24
2022080510 | 6 | 0.72307 | 72307 | 0.27533 | 14317.16 | 0.61355 | 54605.95 | 1 | 5000 | 14317.16 | 52989.84 | 0 | 0 | 1616.11 | 1616.11 | 0 | 1373.6935 | 0 | 0 | 0 | 1373.6935 | 0
2022080511 | 6 | 0.77617 | 77617 | 0.23715 | 12331.8 | 0.73496 | 65411.44 | 1 | 5000 | 12331.8 | 60285.2 | 0 | 0 | 5126.24 | 5126.24 | 0 | 5730.9975 | 0 | 0 | 0 | 4357.304 | 0
2022080512 | 6 | 0.82742 | 82742 | 0.15614 | 8119.28 | 0.75432 | 67134.48 | 1 | 5000 | 8119.28 | 67134.48 | 0 | 0 | 0 | 0 | 2488.24 | 3242.7575 | 2488.24 | 0 | 0 | 0 | 0
2022080513 | 6 | 0.86531 | 86531 | 0.09647 | 5016.44 | 0.73592 | 65496.88 | 1 | 5000 | 5016.44 | 65496.88 | 0 | 0 | 0 | 0 | 11017.68 | 0 | 3242.7575 | 0 | 0 | 0 | 7774.9225
2022080514 | 6 | 0.8941 | 89410 | 0.10065 | 5233.8 | 0.73461 | 65380.29 | 1 | 5000 | 5233.8 | 65380.29 | 0 | 0 | 0 | 0 | 13795.91 | 0 | 0 | 0 | 0 | 0 | 13795.91
2022080515 | 6 | 0.91236 | 91236 | 0.14704 | 7646.08 | 0.71214 | 63380.46 | 1 | 5000 | 7646.08 | 63380.46 | 0 | 0 | 0 | 0 | 15209.46 | 0 | 0 | 0 | 0 | 0 | 15209.46
2022080516 | 6 | 0.92731 | 92731 | 0.19745 | 10267.4 | 0.66926 | 59564.14 | 1 | 5000 | 10267.4 | 59564.14 | 0 | 0 | 0 | 0 | 17899.46 | 0 | 0 | 0 | 0 | 0 | 17899.46
2022080517 | 6 | 0.92982 | 92982 | 0.23471 | 12204.92 | 0.65498 | 58293.22 | 1 | 5000 | 12204.92 | 58293.22 | 0 | 0 | 0 | 0 | 17483.86 | 0 | 0 | 0 | 0 | 0 | 17483.86
2022080518 | 6 | 0.92097 | 92097 | 0.27537 | 14319.24 | 0.59264 | 52744.96 | 1 | 5000 | 14319.24 | 52744.96 | 0 | 0 | 0 | 0 | 20032.8 | 0 | 0 | 0 | 0 | 0 | 20032.8
2022080519 | 6 | 0.89898 | 89898 | 0.33545 | 17443.4 | 0.50058 | 44551.62 | 1 | 5000 | 17443.4 | 44551.62 | 0 | 0 | 0 | 0 | 22902.98 | 0 | 0 | 0 | 0 | 0 | 22902.98
2022080520 | 6 | 0.87017 | 87017 | 0.38839 | 20196.28 | 0.24281 | 21610.09 | 1 | 5000 | 20196.28 | 21610.09 | 0 | 0 | 0 | 0 | 40210.63 | 0 | 0 | 0 | 0 | 0 | 40210.63
2022080521 | 6 | 0.84214 | 84214 | 0.41432 | 21544.64 | 0.02139 | 1903.71 | 1 | 5000 | 21544.64 | 1903.71 | 0 | 0 | 0 | 0 | 55765.65 | 0 | 0 | 0 | 0 | 0 | 55765.65
2022080522 | 6 | 0.81365 | 81365 | 0.43883 | 22819.16 | 0.00468 | 416.52 | 1 | 5000 | 22819.16 | 416.52 | 0 | 0 | 0 | 0 | 53129.32 | 0 | 0 | 0 | 0 | 0 | 53129.32
2022080523 | 6 | 0.77164 | 77164 | 0.48823 | 25387.96 | 0.00468 | 416.52 | 1 | 5000 | 25387.96 | 416.52 | 0 | 0 | 0 | 0 | 46359.52 | 0 | 0 | 0 | 0 | 0 | 46359.52
2022080524 | 6 | 0.72467 | 72467 | 0.551 | 28652 | 0.00468 | 416.52 | 1 | 5000 | 28652 | 416.52 | 0 | 0 | 0 | 0 | 38398.48 | 0 | 0 | 0 | 0 | 0 | 38398.48
2022080601 | 7 | 0.68506 | 68506 | 0.55304 | 28758.08 | 0.00468 | 416.52 | 1 | 5000 | 28758.08 | 416.52 | 0 | 0 | 0 | 0 | 34331.4 | 0 | 0 | 0 | 0 | 0 | 34331.4
2022080602 | 7 | 0.64863 | 64863 | 0.52734 | 27421.68 | 0.00361 | 321.29 | 1 | 5000 | 27421.68 | 321.29 | 0 | 0 | 0 | 0 | 32120.03 | 0 | 0 | 0 | 0 | 0 | 32120.03
2022080603 | 7 | 0.62475 | 62475 | 0.49727 | 25858.04 | 0 | 0 | 1 | 5000 | 25858.04 | 0 | 0 | 0 | 0 | 0 | 31616.96 | 0 | 0 | 0 | 0 | 0 | 31616.96
2022080604 | 7 | 0.60354 | 60354 | 0.48692 | 25319.84 | 0 | 0 | 1 | 5000 | 25319.84 | 0 | 0 | 0 | 0 | 0 | 30034.16 | 0 | 0 | 0 | 0 | 0 | 30034.16
2022080605 | 7 | 0.58963 | 58963 | 0.47169 | 24527.88 | 0 | 0 | 1 | 5000 | 24527.88 | 0 | 0 | 0 | 0 | 0 | 29435.12 | 0 | 0 | 0 | 0 | 0 | 29435.12
2022080606 | 7 | 0.58559 | 58559 | 0.44278 | 23024.56 | 0 | 0 | 1 | 5000 | 23024.56 | 0 | 0 | 0 | 0 | 0 | 30534.44 | 0 | 0 | 0 | 0 | 0 | 30534.44
2022080607 | 7 | 0.58491 | 58491 | 0.4126 | 21455.2 | 0.00016 | 14.24 | 1 | 5000 | 21455.2 | 14.24 | 0 | 0 | 0 | 0 | 32021.56 | 0 | 0 | 0 | 0 | 0 | 32021.56
2022080608 | 7 | 0.58811 | 58811 | 0.37011 | 19245.72 | 0.07666 | 6822.74 | 1 | 5000 | 19245.72 | 6822.74 | 0 | 0 | 0 | 0 | 27742.54 | 0 | 0 | 0 | 0 | 0 | 27742.54
2022080609 | 7 | 0.61646 | 61646 | 0.27564 | 14333.28 | 0.41497 | 36932.33 | 1 | 5000 | 14333.28 | 36932.33 | 0 | 0 | 0 | 0 | 5380.39 | 0 | 0 | 0 | 0 | 0 | 5380.39
2022080610 | 7 | 0.6555 | 65550 | 0.28088 | 14605.76 | 0.63246 | 56288.94 | 1 | 5000 | 14605.76 | 45944.24 | 0 | 0 | 10344.7 | 10344.7 | 0 | 8792.995 | 0 | 0 | 0 | 8792.995 | 0
2022080611 | 7 | 0.69836 | 69836 | 0.26408 | 13732.16 | 0.72177 | 64237.53 | 1 | 5000 | 13732.16 | 51103.84 | 0 | 0 | 13133.69 | 13133.69 | 0 | 19956.6315 | 0 | 0 | 0 | 11163.6365 | 0
2022080612 | 7 | 0.74377 | 74377 | 0.20912 | 10874.24 | 0.72519 | 64541.91 | 1 | 5000 | 10874.24 | 58502.76 | 0 | 0 | 6039.15 | 6039.15 | 0 | 25089.909 | 0 | 0 | 0 | 5133.2775 | 0
2022080613 | 7 | 0.78605 | 78605 | 0.2028 | 10545.6 | 0.73039 | 65004.71 | 1 | 5000 | 10545.6 | 63059.4 | 0 | 0 | 1945.31 | 1945.31 | 0 | 26743.4225 | 0 | 0 | 0 | 1653.5135 | 0
2022080614 | 7 | 0.82689 | 82689 | 0.23223 | 12075.96 | 0.73684 | 65578.76 | 1 | 5000 | 12075.96 | 65578.76 | 0 | 0 | 0 | 0 | 34.28 | 26709.1425 | 34.28 | 0 | 0 | 0 | 0
2022080615 | 7 | 0.85633 | 85633 | 0.23177 | 12052.04 | 0.71074 | 63255.86 | 1 | 5000 | 12052.04 | 63255.86 | 0 | 0 | 0 | 0 | 5325.1 | 21384.0425 | 5325.1 | 0 | 0 | 0 | 0
2022080616 | 7 | 0.86869 | 86869 | 0.23416 | 12176.32 | 0.65913 | 58662.57 | 1 | 5000 | 12176.32 | 58662.57 | 0 | 0 | 0 | 0 | 11030.11 | 10353.9325 | 11030.11 | 0 | 0 | 0 | 0
2022080617 | 7 | 0.87396 | 87396 | 0.26425 | 13741 | 0.60698 | 54021.22 | 1 | 5000 | 13741 | 54021.22 | 0 | 0 | 0 | 0 | 14633.78 | 0 | 10353.9325 | 0 | 0 | 0 | 4279.8475
2022080618 | 7 | 0.87253 | 87253 | 0.30908 | 16072.16 | 0.57201 | 50908.89 | 1 | 5000 | 16072.16 | 50908.89 | 0 | 0 | 0 | 0 | 15271.95 | 0 | 0 | 0 | 0 | 0 | 15271.95
2022080619 | 7 | 0.85684 | 85684 | 0.37175 | 19331 | 0.47652 | 42410.28 | 1 | 5000 | 19331 | 42410.28 | 0 | 0 | 0 | 0 | 18942.72 | 0 | 0 | 0 | 0 | 0 | 18942.72
2022080620 | 7 | 0.82839 | 82839 | 0.44219 | 22993.88 | 0.19863 | 17678.07 | 1 | 5000 | 22993.88 | 17678.07 | 0 | 0 | 0 | 0 | 37167.05 | 0 | 0 | 0 | 0 | 0 | 37167.05
2022080621 | 7 | 0.803 | 80300 | 0.48126 | 25025.52 | 0.01472 | 1310.08 | 1 | 5000 | 25025.52 | 1310.08 | 0 | 0 | 0 | 0 | 48964.4 | 0 | 0 | 0 | 0 | 0 | 48964.4
2022080622 | 7 | 0.77931 | 77931 | 0.49843 | 25918.36 | 0 | 0 | 1 | 5000 | 25918.36 | 0 | 0 | 0 | 0 | 0 | 47012.64 | 0 | 0 | 0 | 0 | 0 | 47012.64
2022080623 | 7 | 0.74212 | 74212 | 0.5068 | 26353.6 | 0 | 0 | 1 | 5000 | 26353.6 | 0 | 0 | 0 | 0 | 0 | 42858.4 | 0 | 0 | 0 | 0 | 0 | 42858.4
2022080624 | 7 | 0.70336 | 70336 | 0.4944 | 25708.8 | 0 | 0 | 1 | 5000 | 25708.8 | 0 | 0 | 0 | 0 | 0 | 39627.2 | 0 | 0 | 0 | 0 | 0 | 39627.2
2022080701 | 1 | 0.66439 | 66439 | 0.46626 | 24245.52 | 0 | 0 | 1 | 5000 | 24245.52 | 0 | 0 | 0 | 0 | 0 | 37193.48 | 0 | 0 | 0 | 0 | 0 | 37193.48
2022080702 | 1 | 0.63318 | 63318 | 0.45767 | 23798.84 | 0 | 0 | 1 | 5000 | 23798.84 | 0 | 0 | 0 | 0 | 0 | 34519.16 | 0 | 0 | 0 | 0 | 0 | 34519.16
2022080703 | 1 | 0.61121 | 61121 | 0.46181 | 24014.12 | 0 | 0 | 1 | 5000 | 24014.12 | 0 | 0 | 0 | 0 | 0 | 32106.88 | 0 | 0 | 0 | 0 | 0 | 32106.88
2022080704 | 1 | 0.59111 | 59111 | 0.44195 | 22981.4 | 0 | 0 | 1 | 5000 | 22981.4 | 0 | 0 | 0 | 0 | 0 | 31129.6 | 0 | 0 | 0 | 0 | 0 | 31129.6
2022080705 | 1 | 0.57684 | 57684 | 0.40924 | 21280.48 | 0 | 0 | 1 | 5000 | 21280.48 | 0 | 0 | 0 | 0 | 0 | 31403.52 | 0 | 0 | 0 | 0 | 0 | 31403.52
2022080706 | 1 | 0.56951 | 56951 | 0.38046 | 19783.92 | 0 | 0 | 1 | 5000 | 19783.92 | 0 | 0 | 0 | 0 | 0 | 32167.08 | 0 | 0 | 0 | 0 | 0 | 32167.08
2022080707 | 1 | 0.56503 | 56503 | 0.35551 | 18486.52 | 0.00013 | 11.57 | 1 | 5000 | 18486.52 | 11.57 | 0 | 0 | 0 | 0 | 33004.91 | 0 | 0 | 0 | 0 | 0 | 33004.91
2022080708 | 1 | 0.5665 | 56650 | 0.31967 | 16622.84 | 0.08698 | 7741.22 | 1 | 5000 | 16622.84 | 7741.22 | 0 | 0 | 0 | 0 | 27285.94 | 0 | 0 | 0 | 0 | 0 | 27285.94
2022080709 | 1 | 0.60579 | 60579 | 0.2803 | 14575.6 | 0.46871 | 41715.19 | 1 | 5000 | 14575.6 | 41003.4 | 0 | 0 | 711.79 | 711.79 | 0 | 605.0215 | 0 | 0 | 0 | 605.0215 | 0
2022080710 | 1 | 0.66117 | 66117 | 0.34291 | 17831.32 | 0.72714 | 64715.46 | 1 | 5000 | 17831.32 | 43285.68 | 0 | 0 | 21429.78 | 21429.78 | 0 | 18820.3345 | 0 | 0 | 0 | 18215.313 | 0
2022080711 | 1 | 0.71554 | 71554 | 0.32494 | 16896.88 | 0.78282 | 69670.98 | 1 | 5000 | 16896.88 | 49657.12 | 0 | 0 | 20013.86 | 20013.86 | 0 | 35832.1155 | 0 | 0 | 0 | 17011.781 | 0
2022080712 | 1 | 0.76835 | 76835 | 0.28438 | 14787.76 | 0.77642 | 69101.38 | 1 | 5000 | 14787.76 | 57047.24 | 0 | 0 | 12054.14 | 12054.14 | 0 | 46078.1345 | 0 | 0 | 0 | 10246.019 | 0
2022080713 | 1 | 0.81305 | 81305 | 0.24483 | 12731.16 | 0.76843 | 68390.27 | 1 | 5000 | 12731.16 | 63573.84 | 0 | 0 | 4816.43 | 4816.43 | 0 | 50172.1 | 0 | 0 | 0 | 4093.9655 | 0
2022080714 | 1 | 0.85227 | 85227 | 0.24603 | 12793.56 | 0.72103 | 64171.67 | 1 | 5000 | 12793.56 | 64171.67 | 0 | 0 | 0 | 0 | 3261.77 | 46910.33 | 3261.77 | 0 | 0 | 0 | 0
2022080715 | 1 | 0.88177 | 88177 | 0.26201 | 13624.52 | 0.69471 | 61829.19 | 1 | 5000 | 13624.52 | 61829.19 | 0 | 0 | 0 | 0 | 7723.29 | 39187.04 | 7723.29 | 0 | 0 | 0 | 0
2022080716 | 1 | 0.90283 | 90283 | 0.28717 | 14932.84 | 0.66101 | 58829.89 | 1 | 5000 | 14932.84 | 58829.89 | 0 | 0 | 0 | 0 | 11520.27 | 27666.77 | 11520.27 | 0 | 0 | 0 | 0
2022080717 | 1 | 0.91747 | 91747 | 0.31348 | 16300.96 | 0.65844 | 58601.16 | 1 | 5000 | 16300.96 | 58601.16 | 0 | 0 | 0 | 0 | 11844.88 | 15821.89 | 11844.88 | 0 | 0 | 0 | 0
2022080718 | 1 | 0.9199 | 91990 | 0.33835 | 17594.2 | 0.622 | 55358 | 1 | 5000 | 17594.2 | 55358 | 0 | 0 | 0 | 0 | 14037.8 | 1784.09 | 14037.8 | 0 | 0 | 0 | 0
2022080719 | 1 | 0.9047 | 90470 | 0.35621 | 18522.92 | 0.53122 | 47278.58 | 1 | 5000 | 18522.92 | 47278.58 | 0 | 0 | 0 | 0 | 19668.5 | 0 | 1784.09 | 0 | 0 | 0 | 17884.41
2022080720 | 1 | 0.87351 | 87351 | 0.371 | 19292 | 0.25666 | 22842.74 | 1 | 5000 | 19292 | 22842.74 | 0 | 0 | 0 | 0 | 40216.26 | 0 | 0 | 0 | 0 | 0 | 40216.26
2022080721 | 1 | 0.84327 | 84327 | 0.35259 | 18334.68 | 0.01632 | 1452.48 | 1 | 5000 | 18334.68 | 1452.48 | 0 | 0 | 0 | 0 | 59539.84 | 0 | 0 | 0 | 0 | 0 | 59539.84
2022080722 | 1 | 0.81616 | 81616 | 0.34668 | 18027.36 | 0 | 0 | 1 | 5000 | 18027.36 | 0 | 0 | 0 | 0 | 0 | 58588.64 | 0 | 0 | 0 | 0 | 0 | 58588.64
2022080723 | 1 | 0.77005 | 77005 | 0.37587 | 19545.24 | 0 | 0 | 1 | 5000 | 19545.24 | 0 | 0 | 0 | 0 | 0 | 52459.76 | 0 | 0 | 0 | 0 | 0 | 52459.76
2022080724 | 1 | 0.71867 | 71867 | 0.4009 | 20846.8 | 0 | 0 | 1 | 5000 | 20846.8 | 0 | 0 | 0 | 0 | 0 | 46020.2 | 0 | 0 | 0 | 0 | 0 | 46020.2
2022080801 | 2 | 0.67658 | 67658 | 0.42369 | 22031.88 | 0 | 0 | 1 | 5000 | 22031.88 | 0 | 0 | 0 | 0 | 0 | 40626.12 | 0 | 0 | 0 | 0 | 0 | 40626.12
2022080802 | 2 | 0.64911 | 64911 | 0.43158 | 22442.16 | 0 | 0 | 1 | 5000 | 22442.16 | 0 | 0 | 0 | 0 | 0 | 37468.84 | 0 | 0 | 0 | 0 | 0 | 37468.84
2022080803 | 2 | 0.62438 | 62438 | 0.43074 | 22398.48 | 0 | 0 | 1 | 5000 | 22398.48 | 0 | 0 | 0 | 0 | 0 | 35039.52 | 0 | 0 | 0 | 0 | 0 | 35039.52
2022080804 | 2 | 0.60811 | 60811 | 0.4048 | 21049.6 | 0 | 0 | 1 | 5000 | 21049.6 | 0 | 0 | 0 | 0 | 0 | 34761.4 | 0 | 0 | 0 | 0 | 0 | 34761.4
2022080805 | 2 | 0.60259 | 60259 | 0.36285 | 18868.2 | 0 | 0 | 1 | 5000 | 18868.2 | 0 | 0 | 0 | 0 | 0 | 36390.8 | 0 | 0 | 0 | 0 | 0 | 36390.8
2022080806 | 2 | 0.60961 | 60961 | 0.32748 | 17028.96 | 0 | 0 | 1 | 5000 | 17028.96 | 0 | 0 | 0 | 0 | 0 | 38932.04 | 0 | 0 | 0 | 0 | 0 | 38932.04
2022080807 | 2 | 0.62599 | 62599 | 0.29926 | 15561.52 | 0.0001 | 8.9 | 1 | 5000 | 15561.52 | 8.9 | 0 | 0 | 0 | 0 | 42028.58 | 0 | 0 | 0 | 0 | 0 | 42028.58
2022080808 | 2 | 0.63362 | 63362 | 0.27049 | 14065.48 | 0.07829 | 6967.81 | 1 | 5000 | 14065.48 | 6967.81 | 0 | 0 | 0 | 0 | 37328.71 | 0 | 0 | 0 | 0 | 0 | 37328.71
2022080809 | 2 | 0.66681 | 66681 | 0.2347 | 12204.4 | 0.43701 | 38893.89 | 1 | 5000 | 12204.4 | 38893.89 | 0 | 0 | 0 | 0 | 10582.71 | 0 | 0 | 0 | 0 | 0 | 10582.71
2022080810 | 2 | 0.71417 | 71417 | 0.24856 | 12925.12 | 0.7212 | 64186.8 | 1 | 5000 | 12925.12 | 53491.88 | 0 | 0 | 10694.92 | 10694.92 | 0 | 9090.682 | 0 | 0 | 0 | 9090.682 | 0
2022080811 | 2 | 0.76573 | 76573 | 0.18117 | 9420.84 | 0.78668 | 70014.52 | 1 | 5000 | 9420.84 | 62152.16 | 0 | 0 | 7862.36 | 7862.36 | 0 | 15773.688 | 0 | 0 | 0 | 6683.006 | 0
2022080812 | 2 | 0.81818 | 81818 | 0.12027 | 6254.04 | 0.78861 | 70186.29 | 1 | 5000 | 6254.04 | 70186.29 | 0 | 0 | 0 | 0 | 377.67 | 15396.018 | 377.67 | 0 | 0 | 0 | 0
2022080813 | 2 | 0.86921 | 86921 | 0.10082 | 5242.64 | 0.76745 | 68303.05 | 1 | 5000 | 5242.64 | 68303.05 | 0 | 0 | 0 | 0 | 8375.31 | 7020.708 | 8375.31 | 0 | 0 | 0 | 0
2022080814 | 2 | 0.91109 | 91109 | 0.11165 | 5805.8 | 0.73265 | 65205.85 | 1 | 5000 | 5805.8 | 65205.85 | 0 | 0 | 0 | 0 | 15097.35 | 0 | 7020.708 | 0 | 0 | 0 | 8076.642
2022080815 | 2 | 0.93645 | 93645 | 0.12594 | 6548.88 | 0.69811 | 62131.79 | 1 | 5000 | 6548.88 | 62131.79 | 0 | 0 | 0 | 0 | 19964.33 | 0 | 0 | 0 | 0 | 0 | 19964.33
2022080816 | 2 | 0.95401 | 95401 | 0.15728 | 8178.56 | 0.68162 | 60664.18 | 1 | 5000 | 8178.56 | 60664.18 | 0 | 0 | 0 | 0 | 21558.26 | 0 | 0 | 0 | 0 | 0 | 21558.26
2022080817 | 2 | 0.96068 | 96068 | 0.19887 | 10341.24 | 0.65717 | 58488.13 | 1 | 5000 | 10341.24 | 58488.13 | 0 | 0 | 0 | 0 | 22238.63 | 0 | 0 | 0 | 0 | 0 | 22238.63
2022080818 | 2 | 0.9543 | 95430 | 0.20093 | 10448.36 | 0.60739 | 54057.71 | 1 | 5000 | 10448.36 | 54057.71 | 0 | 0 | 0 | 0 | 25923.93 | 0 | 0 | 0 | 0 | 0 | 25923.93
2022080819 | 2 | 0.9325 | 93250 | 0.19587 | 10185.24 | 0.49966 | 44469.74 | 1 | 5000 | 10185.24 | 44469.74 | 0 | 0 | 0 | 0 | 33595.02 | 0 | 0 | 0 | 0 | 0 | 33595.02
2022080820 | 2 | 0.8954 | 89540 | 0.18282 | 9506.64 | 0.22751 | 20248.39 | 1 | 5000 | 9506.64 | 20248.39 | 0 | 0 | 0 | 0 | 54784.97 | 0 | 0 | 0 | 0 | 0 | 54784.97
2022080821 | 2 | 0.86355 | 86355 | 0.19571 | 10176.92 | 0.01198 | 1066.22 | 1 | 5000 | 10176.92 | 1066.22 | 0 | 0 | 0 | 0 | 70111.86 | 0 | 0 | 0 | 0 | 0 | 70111.86
2022080822 | 2 | 0.83579 | 83579 | 0.22675 | 11791 | 0 | 0 | 1 | 5000 | 11791 | 0 | 0 | 0 | 0 | 0 | 66788 | 0 | 0 | 0 | 0 | 0 | 66788
2022080823 | 2 | 0.78762 | 78762 | 0.25525 | 13273 | 0 | 0 | 1 | 5000 | 13273 | 0 | 0 | 0 | 0 | 0 | 60489 | 0 | 0 | 0 | 0 | 0 | 60489
2022080824 | 2 | 0.73442 | 73442 | 0.2822 | 14674.4 | 0 | 0 | 1 | 5000 | 14674.4 | 0 | 0 | 0 | 0 | 0 | 53767.6 | 0 | 0 | 0 | 0 | 0 | 53767.6
2022080901 | 3 | 0.68792 | 68792 | 0.30917 | 16076.84 | 0 | 0 | 1 | 5000 | 16076.84 | 0 | 0 | 0 | 0 | 0 | 47715.16 | 0 | 0 | 0 | 0 | 0 | 47715.16
2022080902 | 3 | 0.65293 | 65293 | 0.32102 | 16693.04 | 0 | 0 | 1 | 5000 | 16693.04 | 0 | 0 | 0 | 0 | 0 | 43599.96 | 0 | 0 | 0 | 0 | 0 | 43599.96
2022080903 | 3 | 0.62908 | 62908 | 0.30989 | 16114.28 | 0 | 0 | 1 | 5000 | 16114.28 | 0 | 0 | 0 | 0 | 0 | 41793.72 | 0 | 0 | 0 | 0 | 0 | 41793.72
2022080904 | 3 | 0.61608 | 61608 | 0.30029 | 15615.08 | 0 | 0 | 1 | 5000 | 15615.08 | 0 | 0 | 0 | 0 | 0 | 40992.92 | 0 | 0 | 0 | 0 | 0 | 40992.92
2022080905 | 3 | 0.60982 | 60982 | 0.28906 | 15031.12 | 0 | 0 | 1 | 5000 | 15031.12 | 0 | 0 | 0 | 0 | 0 | 40950.88 | 0 | 0 | 0 | 0 | 0 | 40950.88
2022080906 | 3 | 0.61481 | 61481 | 0.24026 | 12493.52 | 0 | 0 | 1 | 5000 | 12493.52 | 0 | 0 | 0 | 0 | 0 | 43987.48 | 0 | 0 | 0 | 0 | 0 | 43987.48
2022080907 | 3 | 0.62839 | 62839 | 0.213 | 11076 | 9e-05 | 8.01 | 1 | 5000 | 11076 | 8.01 | 0 | 0 | 0 | 0 | 46754.99 | 0 | 0 | 0 | 0 | 0 | 46754.99
2022080908 | 3 | 0.63618 | 63618 | 0.1526 | 7935.2 | 0.06453 | 5743.17 | 1 | 5000 | 7935.2 | 5743.17 | 0 | 0 | 0 | 0 | 44939.63 | 0 | 0 | 0 | 0 | 0 | 44939.63
2022080909 | 3 | 0.66716 | 66716 | 0.09542 | 4961.84 | 0.41902 | 37292.78 | 1 | 5000 | 4961.84 | 37292.78 | 0 | 0 | 0 | 0 | 19461.38 | 0 | 0 | 0 | 0 | 0 | 19461.38
2022080910 | 3 | 0.71483 | 71483 | 0.07635 | 3970.2 | 0.63911 | 56880.79 | 1 | 5000 | 3970.2 | 56880.79 | 0 | 0 | 0 | 0 | 5632.01 | 0 | 0 | 0 | 0 | 0 | 5632.01
2022080911 | 3 | 0.76944 | 76944 | 0.0608 | 3161.6 | 0.66808 | 59459.12 | 1 | 5000 | 3161.6 | 59459.12 | 0 | 0 | 0 | 0 | 9323.28 | 0 | 0 | 0 | 0 | 0 | 9323.28
2022080912 | 3 | 0.8239 | 82390 | 0.04013 | 2086.76 | 0.69776 | 62100.64 | 1 | 5000 | 2086.76 | 62100.64 | 0 | 0 | 0 | 0 | 13202.6 | 0 | 0 | 0 | 0 | 0 | 13202.6
2022080913 | 3 | 0.87038 | 87038 | 0.03851 | 2002.52 | 0.68157 | 60659.73 | 1 | 5000 | 2002.52 | 60659.73 | 0 | 0 | 0 | 0 | 19375.75 | 0 | 0 | 0 | 0 | 0 | 19375.75
2022080914 | 3 | 0.9068 | 90680 | 0.05654 | 2940.08 | 0.6718 | 59790.2 | 1 | 5000 | 2940.08 | 59790.2 | 0 | 0 | 0 | 0 | 22949.72 | 0 | 0 | 0 | 0 | 0 | 22949.72
2022080915 | 3 | 0.92359 | 92359 | 0.08118 | 4221.36 | 0.62011 | 55189.79 | 1 | 5000 | 4221.36 | 55189.79 | 0 | 0 | 0 | 0 | 27947.85 | 0 | 0 | 0 | 0 | 0 | 27947.85
2022080916 | 3 | 0.92458 | 92458 | 0.13134 | 6829.68 | 0.55004 | 48953.56 | 1 | 5000 | 6829.68 | 48953.56 | 0 | 0 | 0 | 0 | 31674.76 | 0 | 0 | 0 | 0 | 0 | 31674.76
2022080917 | 3 | 0.91614 | 91614 | 0.17422 | 9059.44 | 0.51032 | 45418.48 | 1 | 5000 | 9059.44 | 45418.48 | 0 | 0 | 0 | 0 | 32136.08 | 0 | 0 | 0 | 0 | 0 | 32136.08
2022080918 | 3 | 0.8942 | 89420 | 0.19918 | 10357.36 | 0.48953 | 43568.17 | 1 | 5000 | 10357.36 | 43568.17 | 0 | 0 | 0 | 0 | 30494.47 | 0 | 0 | 0 | 0 | 0 | 30494.47
2022080919 | 3 | 0.86967 | 86967 | 0.24444 | 12710.88 | 0.3844 | 34211.6 | 1 | 5000 | 12710.88 | 34211.6 | 0 | 0 | 0 | 0 | 35044.52 | 0 | 0 | 0 | 0 | 0 | 35044.52
2022080920 | 3 | 0.84124 | 84124 | 0.27623 | 14363.96 | 0.1816 | 16162.4 | 1 | 5000 | 14363.96 | 16162.4 | 0 | 0 | 0 | 0 | 48597.64 | 0 | 0 | 0 | 0 | 0 | 48597.64
2022080921 | 3 | 0.82073 | 82073 | 0.24037 | 12499.24 | 0.0087 | 774.3 | 1 | 5000 | 12499.24 | 774.3 | 0 | 0 | 0 | 0 | 63799.46 | 0 | 0 | 0 | 0 | 0 | 63799.46
2022080922 | 3 | 0.795 | 79500 | 0.2283 | 11871.6 | 0 | 0 | 1 | 5000 | 11871.6 | 0 | 0 | 0 | 0 | 0 | 62628.4 | 0 | 0 | 0 | 0 | 0 | 62628.4
2022080923 | 3 | 0.75061 | 75061 | 0.21498 | 11178.96 | 0 | 0 | 1 | 5000 | 11178.96 | 0 | 0 | 0 | 0 | 0 | 58882.04 | 0 | 0 | 0 | 0 | 0 | 58882.04
2022080924 | 3 | 0.70147 | 70147 | 0.19022 | 9891.44 | 0 | 0 | 1 | 5000 | 9891.44 | 0 | 0 | 0 | 0 | 0 | 55255.56 | 0 | 0 | 0 | 0 | 0 | 55255.56
2022081001 | 4 | 0.65783 | 65783 | 0.18162 | 9444.24 | 0 | 0 | 1 | 5000 | 9444.24 | 0 | 0 | 0 | 0 | 0 | 51338.76 | 0 | 0 | 0 | 0 | 0 | 51338.76
2022081002 | 4 | 0.62528 | 62528 | 0.17226 | 8957.52 | 0 | 0 | 1 | 5000 | 8957.52 | 0 | 0 | 0 | 0 | 0 | 48570.48 | 0 | 0 | 0 | 0 | 0 | 48570.48
2022081003 | 4 | 0.60317 | 60317 | 0.16965 | 8821.8 | 0 | 0 | 1 | 5000 | 8821.8 | 0 | 0 | 0 | 0 | 0 | 46495.2 | 0 | 0 | 0 | 0 | 0 | 46495.2
2022081004 | 4 | 0.58905 | 58905 | 0.17215 | 8951.8 | 0 | 0 | 1 | 5000 | 8951.8 | 0 | 0 | 0 | 0 | 0 | 44953.2 | 0 | 0 | 0 | 0 | 0 | 44953.2
2022081005 | 4 | 0.58552 | 58552 | 0.16455 | 8556.6 | 0 | 0 | 1 | 5000 | 8556.6 | 0 | 0 | 0 | 0 | 0 | 44995.4 | 0 | 0 | 0 | 0 | 0 | 44995.4
2022081006 | 4 | 0.5954 | 59540 | 0.1476 | 7675.2 | 0 | 0 | 1 | 5000 | 7675.2 | 0 | 0 | 0 | 0 | 0 | 46864.8 | 0 | 0 | 0 | 0 | 0 | 46864.8
2022081007 | 4 | 0.61317 | 61317 | 0.13789 | 7170.28 | 7e-05 | 6.23 | 1 | 5000 | 7170.28 | 6.23 | 0 | 0 | 0 | 0 | 49140.49 | 0 | 0 | 0 | 0 | 0 | 49140.49
2022081008 | 4 | 0.62138 | 62138 | 0.12258 | 6374.16 | 0.05285 | 4703.65 | 1 | 5000 | 6374.16 | 4703.65 | 0 | 0 | 0 | 0 | 46060.19 | 0 | 0 | 0 | 0 | 0 | 46060.19
2022081009 | 4 | 0.65435 | 65435 | 0.09412 | 4894.24 | 0.30239 | 26912.71 | 1 | 5000 | 4894.24 | 26912.71 | 0 | 0 | 0 | 0 | 28628.05 | 0 | 0 | 0 | 0 | 0 | 28628.05
2022081010 | 4 | 0.7013 | 70130 | 0.07394 | 3844.88 | 0.53446 | 47566.94 | 1 | 5000 | 3844.88 | 47566.94 | 0 | 0 | 0 | 0 | 13718.18 | 0 | 0 | 0 | 0 | 0 | 13718.18
2022081011 | 4 | 0.75699 | 75699 | 0.04959 | 2578.68 | 0.63375 | 56403.75 | 1 | 5000 | 2578.68 | 56403.75 | 0 | 0 | 0 | 0 | 11716.57 | 0 | 0 | 0 | 0 | 0 | 11716.57
2022081012 | 4 | 0.81487 | 81487 | 0.0402 | 2090.4 | 0.65468 | 58266.52 | 1 | 5000 | 2090.4 | 58266.52 | 0 | 0 | 0 | 0 | 16130.08 | 0 | 0 | 0 | 0 | 0 | 16130.08
2022081013 | 4 | 0.86556 | 86556 | 0.07433 | 3865.16 | 0.64481 | 57388.09 | 1 | 5000 | 3865.16 | 57388.09 | 0 | 0 | 0 | 0 | 20302.75 | 0 | 0 | 0 | 0 | 0 | 20302.75
2022081014 | 4 | 0.90619 | 90619 | 0.11222 | 5835.44 | 0.63501 | 56515.89 | 1 | 5000 | 5835.44 | 56515.89 | 0 | 0 | 0 | 0 | 23267.67 | 0 | 0 | 0 | 0 | 0 | 23267.67
2022081015 | 4 | 0.93059 | 93059 | 0.14755 | 7672.6 | 0.56893 | 50634.77 | 1 | 5000 | 7672.6 | 50634.77 | 0 | 0 | 0 | 0 | 29751.63 | 0 | 0 | 0 | 0 | 0 | 29751.63
2022081016 | 4 | 0.94028 | 94028 | 0.19546 | 10163.92 | 0.52332 | 46575.48 | 1 | 5000 | 10163.92 | 46575.48 | 0 | 0 | 0 | 0 | 32288.6 | 0 | 0 | 0 | 0 | 0 | 32288.6
2022081017 | 4 | 0.92885 | 92885 | 0.18741 | 9745.32 | 0.48981 | 43593.09 | 1 | 5000 | 9745.32 | 43593.09 | 0 | 0 | 0 | 0 | 34546.59 | 0 | 0 | 0 | 0 | 0 | 34546.59
2022081018 | 4 | 0.89796 | 89796 | 0.178 | 9256 | 0.44323 | 39447.47 | 1 | 5000 | 9256 | 39447.47 | 0 | 0 | 0 | 0 | 36092.53 | 0 | 0 | 0 | 0 | 0 | 36092.53
2022081019 | 4 | 0.85333 | 85333 | 0.18733 | 9741.16 | 0.33111 | 29468.79 | 1 | 5000 | 9741.16 | 29468.79 | 0 | 0 | 0 | 0 | 41123.05 | 0 | 0 | 0 | 0 | 0 | 41123.05
2022081020 | 4 | 0.79491 | 79491 | 0.19028 | 9894.56 | 0.17194 | 15302.66 | 1 | 5000 | 9894.56 | 15302.66 | 0 | 0 | 0 | 0 | 49293.78 | 0 | 0 | 0 | 0 | 0 | 49293.78
2022081021 | 4 | 0.76779 | 76779 | 0.18259 | 9494.68 | 0.01027 | 914.03 | 1 | 5000 | 9494.68 | 914.03 | 0 | 0 | 0 | 0 | 61370.29 | 0 | 0 | 0 | 0 | 0 | 61370.29
2022081022 | 4 | 0.74164 | 74164 | 0.15961 | 8299.72 | 0 | 0 | 1 | 5000 | 8299.72 | 0 | 0 | 0 | 0 | 0 | 60864.28 | 0 | 0 | 0 | 0 | 0 | 60864.28
2022081023 | 4 | 0.69977 | 69977 | 0.14576 | 7579.52 | 0 | 0 | 1 | 5000 | 7579.52 | 0 | 0 | 0 | 0 | 0 | 57397.48 | 0 | 0 | 0 | 0 | 0 | 57397.48
2022081024 | 4 | 0.65498 | 65498 | 0.13444 | 6990.88 | 0 | 0 | 1 | 5000 | 6990.88 | 0 | 0 | 0 | 0 | 0 | 53507.12 | 0 | 0 | 0 | 0 | 0 | 53507.12
2022081101 | 5 | 0.61645 | 61645 | 0.12515 | 6507.8 | 0 | 0 | 1 | 5000 | 6507.8 | 0 | 0 | 0 | 0 | 0 | 50137.2 | 0 | 0 | 0 | 0 | 0 | 50137.2
2022081102 | 5 | 0.58734 | 58734 | 0.10001 | 5200.52 | 0 | 0 | 1 | 5000 | 5200.52 | 0 | 0 | 0 | 0 | 0 | 48533.48 | 0 | 0 | 0 | 0 | 0 | 48533.48
2022081103 | 5 | 0.56949 | 56949 | 0.09135 | 4750.2 | 0 | 0 | 1 | 5000 | 4750.2 | 0 | 0 | 0 | 0 | 0 | 47198.8 | 0 | 0 | 0 | 0 | 0 | 47198.8
2022081104 | 5 | 0.5586 | 55860 | 0.07043 | 3662.36 | 0 | 0 | 1 | 5000 | 3662.36 | 0 | 0 | 0 | 0 | 0 | 47197.64 | 0 | 0 | 0 | 0 | 0 | 47197.64
2022081105 | 5 | 0.55593 | 55593 | 0.06337 | 3295.24 | 0 | 0 | 1 | 5000 | 3295.24 | 0 | 0 | 0 | 0 | 0 | 47297.76 | 0 | 0 | 0 | 0 | 0 | 47297.76
2022081106 | 5 | 0.56831 | 56831 | 0.04396 | 2285.92 | 0 | 0 | 1 | 5000 | 2285.92 | 0 | 0 | 0 | 0 | 0 | 49545.08 | 0 | 0 | 0 | 0 | 0 | 49545.08
2022081107 | 5 | 0.59013 | 59013 | 0.0304 | 1580.8 | 0 | 0 | 1 | 5000 | 1580.8 | 0 | 0 | 0 | 0 | 0 | 52432.2 | 0 | 0 | 0 | 0 | 0 | 52432.2
2022081108 | 5 | 0.59984 | 59984 | 0.02297 | 1194.44 | 0.0543 | 4832.7 | 1 | 5000 | 1194.44 | 4832.7 | 0 | 0 | 0 | 0 | 48956.86 | 0 | 0 | 0 | 0 | 0 | 48956.86
2022081109 | 5 | 0.62549 | 62549 | 0.0128 | 665.6 | 0.36436 | 32428.04 | 1 | 5000 | 665.6 | 32428.04 | 0 | 0 | 0 | 0 | 24455.36 | 0 | 0 | 0 | 0 | 0 | 24455.36
2022081110 | 5 | 0.66784 | 66784 | 0.01076 | 559.52 | 0.54718 | 48699.02 | 1 | 5000 | 559.52 | 48699.02 | 0 | 0 | 0 | 0 | 12525.46 | 0 | 0 | 0 | 0 | 0 | 12525.46
2022081111 | 5 | 0.72269 | 72269 | 0.01128 | 586.56 | 0.60359 | 53719.51 | 1 | 5000 | 586.56 | 53719.51 | 0 | 0 | 0 | 0 | 12962.93 | 0 | 0 | 0 | 0 | 0 | 12962.93
2022081112 | 5 | 0.77841 | 77841 | 0.01716 | 892.32 | 0.63582 | 56587.98 | 1 | 5000 | 892.32 | 56587.98 | 0 | 0 | 0 | 0 | 15360.7 | 0 | 0 | 0 | 0 | 0 | 15360.7
2022081113 | 5 | 0.83053 | 83053 | 0.0242 | 1258.4 | 0.64019 | 56976.91 | 1 | 5000 | 1258.4 | 56976.91 | 0 | 0 | 0 | 0 | 19817.69 | 0 | 0 | 0 | 0 | 0 | 19817.69
2022081114 | 5 | 0.87346 | 87346 | 0.04531 | 2356.12 | 0.67465 | 60043.85 | 1 | 5000 | 2356.12 | 60043.85 | 0 | 0 | 0 | 0 | 19946.03 | 0 | 0 | 0 | 0 | 0 | 19946.03
2022081115 | 5 | 0.90087 | 90087 | 0.07846 | 4079.92 | 0.67651 | 60209.39 | 1 | 5000 | 4079.92 | 60209.39 | 0 | 0 | 0 | 0 | 20797.69 | 0 | 0 | 0 | 0 | 0 | 20797.69
2022081116 | 5 | 0.92221 | 92221 | 0.12028 | 6254.56 | 0.65777 | 58541.53 | 1 | 5000 | 6254.56 | 58541.53 | 0 | 0 | 0 | 0 | 22424.91 | 0 | 0 | 0 | 0 | 0 | 22424.91
2022081117 | 5 | 0.92898 | 92898 | 0.15393 | 8004.36 | 0.58681 | 52226.09 | 1 | 5000 | 8004.36 | 52226.09 | 0 | 0 | 0 | 0 | 27667.55 | 0 | 0 | 0 | 0 | 0 | 27667.55
2022081118 | 5 | 0.92039 | 92039 | 0.18713 | 9730.76 | 0.48773 | 43407.97 | 1 | 5000 | 9730.76 | 43407.97 | 0 | 0 | 0 | 0 | 33900.27 | 0 | 0 | 0 | 0 | 0 | 33900.27
2022081119 | 5 | 0.89375 | 89375 | 0.21216 | 11032.32 | 0.29842 | 26559.38 | 1 | 5000 | 11032.32 | 26559.38 | 0 | 0 | 0 | 0 | 46783.3 | 0 | 0 | 0 | 0 | 0 | 46783.3
2022081120 | 5 | 0.86054 | 86054 | 0.23413 | 12174.76 | 0.09113 | 8110.57 | 1 | 5000 | 12174.76 | 8110.57 | 0 | 0 | 0 | 0 | 60768.67 | 0 | 0 | 0 | 0 | 0 | 60768.67
2022081121 | 5 | 0.83022 | 83022 | 0.22015 | 11447.8 | 0.00392 | 348.88 | 1 | 5000 | 11447.8 | 348.88 | 0 | 0 | 0 | 0 | 66225.32 | 0 | 0 | 0 | 0 | 0 | 66225.32
2022081122 | 5 | 0.79768 | 79768 | 0.23307 | 12119.64 | 0 | 0 | 1 | 5000 | 12119.64 | 0 | 0 | 0 | 0 | 0 | 62648.36 | 0 | 0 | 0 | 0 | 0 | 62648.36
2022081123 | 5 | 0.75143 | 75143 | 0.2463 | 12807.6 | 0 | 0 | 1 | 5000 | 12807.6 | 0 | 0 | 0 | 0 | 0 | 57335.4 | 0 | 0 | 0 | 0 | 0 | 57335.4
2022081124 | 5 | 0.70314 | 70314 | 0.25878 | 13456.56 | 0 | 0 | 1 | 5000 | 13456.56 | 0 | 0 | 0 | 0 | 0 | 51857.44 | 0 | 0 | 0 | 0 | 0 | 51857.44
2022081201 | 6 | 0.66044 | 66044 | 0.24035 | 12498.2 | 0 | 0 | 1 | 5000 | 12498.2 | 0 | 0 | 0 | 0 | 0 | 48545.8 | 0 | 0 | 0 | 0 | 0 | 48545.8
2022081202 | 6 | 0.62725 | 62725 | 0.22417 | 11656.84 | 0 | 0 | 1 | 5000 | 11656.84 | 0 | 0 | 0 | 0 | 0 | 46068.16 | 0 | 0 | 0 | 0 | 0 | 46068.16
2022081203 | 6 | 0.60269 | 60269 | 0.1926 | 10015.2 | 0 | 0 | 1 | 5000 | 10015.2 | 0 | 0 | 0 | 0 | 0 | 45253.8 | 0 | 0 | 0 | 0 | 0 | 45253.8
2022081204 | 6 | 0.59047 | 59047 | 0.15439 | 8028.28 | 0 | 0 | 1 | 5000 | 8028.28 | 0 | 0 | 0 | 0 | 0 | 46018.72 | 0 | 0 | 0 | 0 | 0 | 46018.72
2022081205 | 6 | 0.58561 | 58561 | 0.1254 | 6520.8 | 0 | 0 | 1 | 5000 | 6520.8 | 0 | 0 | 0 | 0 | 0 | 47040.2 | 0 | 0 | 0 | 0 | 0 | 47040.2
2022081206 | 6 | 0.59229 | 59229 | 0.10822 | 5627.44 | 0 | 0 | 1 | 5000 | 5627.44 | 0 | 0 | 0 | 0 | 0 | 48601.56 | 0 | 0 | 0 | 0 | 0 | 48601.56
2022081207 | 6 | 0.60922 | 60922 | 0.08339 | 4336.28 | 5e-05 | 4.45 | 1 | 5000 | 4336.28 | 4.45 | 0 | 0 | 0 | 0 | 51581.27 | 0 | 0 | 0 | 0 | 0 | 51581.27
2022081208 | 6 | 0.61674 | 61674 | 0.05949 | 3093.48 | 0.05684 | 5058.76 | 1 | 5000 | 3093.48 | 5058.76 | 0 | 0 | 0 | 0 | 48521.76 | 0 | 0 | 0 | 0 | 0 | 48521.76
2022081209 | 6 | 0.64602 | 64602 | 0.034 | 1768 | 0.39862 | 35477.18 | 1 | 5000 | 1768 | 35477.18 | 0 | 0 | 0 | 0 | 22356.82 | 0 | 0 | 0 | 0 | 0 | 22356.82
2022081210 | 6 | 0.69116 | 69116 | 0.02733 | 1421.16 | 0.64174 | 57114.86 | 1 | 5000 | 1421.16 | 57114.86 | 0 | 0 | 0 | 0 | 5579.98 | 0 | 0 | 0 | 0 | 0 | 5579.98
2022081211 | 6 | 0.74657 | 74657 | 0.0496 | 2579.2 | 0.70904 | 63104.56 | 1 | 5000 | 2579.2 | 63104.56 | 0 | 0 | 0 | 0 | 3973.24 | 0 | 0 | 0 | 0 | 0 | 3973.24
2022081212 | 6 | 0.80057 | 80057 | 0.05413 | 2814.76 | 0.74523 | 66325.47 | 1 | 5000 | 2814.76 | 66325.47 | 0 | 0 | 0 | 0 | 5916.77 | 0 | 0 | 0 | 0 | 0 | 5916.77
2022081213 | 6 | 0.84438 | 84438 | 0.05366 | 2790.32 | 0.6914 | 61534.6 | 1 | 5000 | 2790.32 | 61534.6 | 0 | 0 | 0 | 0 | 15113.08 | 0 | 0 | 0 | 0 | 0 | 15113.08
2022081214 | 6 | 0.87193 | 87193 | 0.07751 | 4030.52 | 0.64961 | 57815.29 | 1 | 5000 | 4030.52 | 57815.29 | 0 | 0 | 0 | 0 | 20347.19 | 0 | 0 | 0 | 0 | 0 | 20347.19
2022081215 | 6 | 0.89652 | 89652 | 0.11164 | 5805.28 | 0.61683 | 54897.87 | 1 | 5000 | 5805.28 | 54897.87 | 0 | 0 | 0 | 0 | 23948.85 | 0 | 0 | 0 | 0 | 0 | 23948.85
2022081216 | 6 | 0.90926 | 90926 | 0.13492 | 7015.84 | 0.63887 | 56859.43 | 1 | 5000 | 7015.84 | 56859.43 | 0 | 0 | 0 | 0 | 22050.73 | 0 | 0 | 0 | 0 | 0 | 22050.73
2022081217 | 6 | 0.91048 | 91048 | 0.17188 | 8937.76 | 0.64513 | 57416.57 | 1 | 5000 | 8937.76 | 57416.57 | 0 | 0 | 0 | 0 | 19693.67 | 0 | 0 | 0 | 0 | 0 | 19693.67
2022081218 | 6 | 0.89798 | 89798 | 0.18202 | 9465.04 | 0.60066 | 53458.74 | 1 | 5000 | 9465.04 | 53458.74 | 0 | 0 | 0 | 0 | 21874.22 | 0 | 0 | 0 | 0 | 0 | 21874.22
2022081219 | 6 | 0.871 | 87100 | 0.1748 | 9089.6 | 0.51132 | 45507.48 | 1 | 5000 | 9089.6 | 45507.48 | 0 | 0 | 0 | 0 | 27502.92 | 0 | 0 | 0 | 0 | 0 | 27502.92
2022081220 | 6 | 0.84243 | 84243 | 0.18264 | 9497.28 | 0.23031 | 20497.59 | 1 | 5000 | 9497.28 | 20497.59 | 0 | 0 | 0 | 0 | 49248.13 | 0 | 0 | 0 | 0 | 0 | 49248.13
2022081221 | 6 | 0.81085 | 81085 | 0.17556 | 9129.12 | 0.01182 | 1051.98 | 1 | 5000 | 9129.12 | 1051.98 | 0 | 0 | 0 | 0 | 65903.9 | 0 | 0 | 0 | 0 | 0 | 65903.9
2022081222 | 6 | 0.78642 | 78642 | 0.20682 | 10754.64 | 0 | 0 | 1 | 5000 | 10754.64 | 0 | 0 | 0 | 0 | 0 | 62887.36 | 0 | 0 | 0 | 0 | 0 | 62887.36
2022081223 | 6 | 0.74759 | 74759 | 0.24358 | 12666.16 | 0 | 0 | 1 | 5000 | 12666.16 | 0 | 0 | 0 | 0 | 0 | 57092.84 | 0 | 0 | 0 | 0 | 0 | 57092.84
2022081224 | 6 | 0.70459 | 70459 | 0.2551 | 13265.2 | 0 | 0 | 1 | 5000 | 13265.2 | 0 | 0 | 0 | 0 | 0 | 52193.8 | 0 | 0 | 0 | 0 | 0 | 52193.8
2022081301 | 7 | 0.66379 | 66379 | 0.25722 | 13375.44 | 0 | 0 | 1 | 5000 | 13375.44 | 0 | 0 | 0 | 0 | 0 | 48003.56 | 0 | 0 | 0 | 0 | 0 | 48003.56
2022081302 | 7 | 0.63302 | 63302 | 0.23411 | 12173.72 | 0 | 0 | 1 | 5000 | 12173.72 | 0 | 0 | 0 | 0 | 0 | 46128.28 | 0 | 0 | 0 | 0 | 0 | 46128.28
2022081303 | 7 | 0.61117 | 61117 | 0.2097 | 10904.4 | 0 | 0 | 1 | 5000 | 10904.4 | 0 | 0 | 0 | 0 | 0 | 45212.6 | 0 | 0 | 0 | 0 | 0 | 45212.6
2022081304 | 7 | 0.59105 | 59105 | 0.1849 | 9614.8 | 0 | 0 | 1 | 5000 | 9614.8 | 0 | 0 | 0 | 0 | 0 | 44490.2 | 0 | 0 | 0 | 0 | 0 | 44490.2
2022081305 | 7 | 0.57981 | 57981 | 0.1624 | 8444.8 | 0 | 0 | 1 | 5000 | 8444.8 | 0 | 0 | 0 | 0 | 0 | 44536.2 | 0 | 0 | 0 | 0 | 0 | 44536.2
2022081306 | 7 | 0.57768 | 57768 | 0.1372 | 7134.4 | 0 | 0 | 1 | 5000 | 7134.4 | 0 | 0 | 0 | 0 | 0 | 45633.6 | 0 | 0 | 0 | 0 | 0 | 45633.6
2022081307 | 7 | 0.57737 | 57737 | 0.12113 | 6298.76 | 0 | 0 | 1 | 5000 | 6298.76 | 0 | 0 | 0 | 0 | 0 | 46438.24 | 0 | 0 | 0 | 0 | 0 | 46438.24
2022081308 | 7 | 0.5819 | 58190 | 0.11071 | 5756.92 | 0.07182 | 6391.98 | 1 | 5000 | 5756.92 | 6391.98 | 0 | 0 | 0 | 0 | 41041.1 | 0 | 0 | 0 | 0 | 0 | 41041.1
2022081309 | 7 | 0.6185 | 61850 | 0.06496 | 3377.92 | 0.45865 | 40819.85 | 1 | 5000 | 3377.92 | 40819.85 | 0 | 0 | 0 | 0 | 12652.23 | 0 | 0 | 0 | 0 | 0 | 12652.23
2022081310 | 7 | 0.66918 | 66918 | 0.04561 | 2371.72 | 0.68256 | 60747.84 | 1 | 5000 | 2371.72 | 59546.28 | 0 | 0 | 1201.56 | 1201.56 | 0 | 1021.326 | 0 | 0 | 0 | 1021.326 | 0
2022081311 | 7 | 0.72518 | 72518 | 0.0433 | 2251.6 | 0.74791 | 66563.99 | 1 | 5000 | 2251.6 | 65266.4 | 0 | 0 | 1297.59 | 1297.59 | 0 | 2124.2775 | 0 | 0 | 0 | 1102.9515 | 0
2022081312 | 7 | 0.77359 | 77359 | 0.03115 | 1619.8 | 0.69159 | 61551.51 | 1 | 5000 | 1619.8 | 61551.51 | 0 | 0 | 0 | 0 | 9187.69 | 0 | 2124.2775 | 0 | 0 | 0 | 7063.4125
2022081313 | 7 | 0.81266 | 81266 | 0.03436 | 1786.72 | 0.6362 | 56621.8 | 1 | 5000 | 1786.72 | 56621.8 | 0 | 0 | 0 | 0 | 17857.48 | 0 | 0 | 0 | 0 | 0 | 17857.48
2022081314 | 7 | 0.84746 | 84746 | 0.03923 | 2039.96 | 0.67268 | 59868.52 | 1 | 5000 | 2039.96 | 59868.52 | 0 | 0 | 0 | 0 | 17837.52 | 0 | 0 | 0 | 0 | 0 | 17837.52
2022081315 | 7 | 0.86928 | 86928 | 0.05398 | 2806.96 | 0.62646 | 55754.94 | 1 | 5000 | 2806.96 | 55754.94 | 0 | 0 | 0 | 0 | 23366.1 | 0 | 0 | 0 | 0 | 0 | 23366.1
2022081316 | 7 | 0.87927 | 87927 | 0.06343 | 3298.36 | 0.59691 | 53124.99 | 1 | 5000 | 3298.36 | 53124.99 | 0 | 0 | 0 | 0 | 26503.65 | 0 | 0 | 0 | 0 | 0 | 26503.65
2022081317 | 7 | 0.88449 | 88449 | 0.08515 | 4427.8 | 0.58647 | 52195.83 | 1 | 5000 | 4427.8 | 52195.83 | 0 | 0 | 0 | 0 | 26825.37 | 0 | 0 | 0 | 0 | 0 | 26825.37
2022081318 | 7 | 0.88106 | 88106 | 0.08901 | 4628.52 | 0.56917 | 50656.13 | 1 | 5000 | 4628.52 | 50656.13 | 0 | 0 | 0 | 0 | 27821.35 | 0 | 0 | 0 | 0 | 0 | 27821.35
2022081319 | 7 | 0.86506 | 86506 | 0.09876 | 5135.52 | 0.49361 | 43931.29 | 1 | 5000 | 5135.52 | 43931.29 | 0 | 0 | 0 | 0 | 32439.19 | 0 | 0 | 0 | 0 | 0 | 32439.19
2022081320 | 7 | 0.83461 | 83461 | 0.11748 | 6108.96 | 0.20827 | 18536.03 | 1 | 5000 | 6108.96 | 18536.03 | 0 | 0 | 0 | 0 | 53816.01 | 0 | 0 | 0 | 0 | 0 | 53816.01
2022081321 | 7 | 0.80744 | 80744 | 0.15729 | 8179.08 | 0.00929 | 826.81 | 1 | 5000 | 8179.08 | 826.81 | 0 | 0 | 0 | 0 | 66738.11 | 0 | 0 | 0 | 0 | 0 | 66738.11
2022081322 | 7 | 0.78095 | 78095 | 0.19985 | 10392.2 | 0.00081 | 72.09 | 1 | 5000 | 10392.2 | 72.09 | 0 | 0 | 0 | 0 | 62630.71 | 0 | 0 | 0 | 0 | 0 | 62630.71
2022081323 | 7 | 0.73942 | 73942 | 0.24774 | 12882.48 | 0.00081 | 72.09 | 1 | 5000 | 12882.48 | 72.09 | 0 | 0 | 0 | 0 | 55987.43 | 0 | 0 | 0 | 0 | 0 | 55987.43
2022081324 | 7 | 0.69635 | 69635 | 0.26568 | 13815.36 | 0.00081 | 72.09 | 1 | 5000 | 13815.36 | 72.09 | 0 | 0 | 0 | 0 | 50747.55 | 0 | 0 | 0 | 0 | 0 | 50747.55
2022081401 | 1 | 0.65692 | 65692 | 0.27997 | 14558.44 | 0.00081 | 72.09 | 1 | 5000 | 14558.44 | 72.09 | 0 | 0 | 0 | 0 | 46061.47 | 0 | 0 | 0 | 0 | 0 | 46061.47
2022081402 | 1 | 0.62435 | 62435 | 0.27983 | 14551.16 | 0.00082 | 72.98 | 1 | 5000 | 14551.16 | 72.98 | 0 | 0 | 0 | 0 | 42810.86 | 0 | 0 | 0 | 0 | 0 | 42810.86
2022081403 | 1 | 0.6013 | 60130 | 0.27924 | 14520.48 | 0.00082 | 72.98 | 1 | 5000 | 14520.48 | 72.98 | 0 | 0 | 0 | 0 | 40536.54 | 0 | 0 | 0 | 0 | 0 | 40536.54
2022081404 | 1 | 0.58186 | 58186 | 0.26785 | 13928.2 | 0.00082 | 72.98 | 1 | 5000 | 13928.2 | 72.98 | 0 | 0 | 0 | 0 | 39184.82 | 0 | 0 | 0 | 0 | 0 | 39184.82
2022081405 | 1 | 0.56426 | 56426 | 0.25395 | 13205.4 | 0.00082 | 72.98 | 1 | 5000 | 13205.4 | 72.98 | 0 | 0 | 0 | 0 | 38147.62 | 0 | 0 | 0 | 0 | 0 | 38147.62
2022081406 | 1 | 0.55526 | 55526 | 0.24918 | 12957.36 | 9e-05 | 8.01 | 1 | 5000 | 12957.36 | 8.01 | 0 | 0 | 0 | 0 | 37560.63 | 0 | 0 | 0 | 0 | 0 | 37560.63
2022081407 | 1 | 0.55093 | 55093 | 0.22061 | 11471.72 | 7e-05 | 6.23 | 1 | 5000 | 11471.72 | 6.23 | 0 | 0 | 0 | 0 | 38615.05 | 0 | 0 | 0 | 0 | 0 | 38615.05
2022081408 | 1 | 0.55252 | 55252 | 0.1913 | 9947.6 | 0.05845 | 5202.05 | 1 | 5000 | 9947.6 | 5202.05 | 0 | 0 | 0 | 0 | 35102.35 | 0 | 0 | 0 | 0 | 0 | 35102.35
2022081409 | 1 | 0.58506 | 58506 | 0.13977 | 7268.04 | 0.39925 | 35533.25 | 1 | 5000 | 7268.04 | 35533.25 | 0 | 0 | 0 | 0 | 10704.71 | 0 | 0 | 0 | 0 | 0 | 10704.71
2022081410 | 1 | 0.63126 | 63126 | 0.11061 | 5751.72 | 0.64002 | 56961.78 | 1 | 5000 | 5751.72 | 52374.28 | 0 | 0 | 4587.5 | 4587.5 | 0 | 3899.375 | 0 | 0 | 0 | 3899.375 | 0
2022081411 | 1 | 0.68388 | 68388 | 0.10886 | 5660.72 | 0.69735 | 62064.15 | 1 | 5000 | 5660.72 | 57727.28 | 0 | 0 | 4336.87 | 4336.87 | 0 | 7585.7145 | 0 | 0 | 0 | 3686.3395 | 0
2022081412 | 1 | 0.73272 | 73272 | 0.0944 | 4908.8 | 0.69524 | 61876.36 | 1 | 5000 | 4908.8 | 61876.36 | 0 | 0 | 0 | 0 | 1486.84 | 6098.8745 | 1486.84 | 0 | 0 | 0 | 0
2022081413 | 1 | 0.77019 | 77019 | 0.11349 | 5901.48 | 0.64753 | 57630.17 | 1 | 5000 | 5901.48 | 57630.17 | 0 | 0 | 0 | 0 | 8487.35 | 0 | 6098.8745 | 0 | 0 | 0 | 2388.4755
2022081414 | 1 | 0.80087 | 80087 | 0.13437 | 6987.24 | 0.65028 | 57874.92 | 1 | 5000 | 6987.24 | 57874.92 | 0 | 0 | 0 | 0 | 10224.84 | 0 | 0 | 0 | 0 | 0 | 10224.84
2022081415 | 1 | 0.82876 | 82876 | 0.14553 | 7567.56 | 0.65092 | 57931.88 | 1 | 5000 | 7567.56 | 57931.88 | 0 | 0 | 0 | 0 | 12376.56 | 0 | 0 | 0 | 0 | 0 | 12376.56
2022081416 | 1 | 0.84983 | 84983 | 0.15141 | 7873.32 | 0.65023 | 57870.47 | 1 | 5000 | 7873.32 | 57870.47 | 0 | 0 | 0 | 0 | 14239.21 | 0 | 0 | 0 | 0 | 0 | 14239.21
2022081417 | 1 | 0.86137 | 86137 | 0.14894 | 7744.88 | 0.63548 | 56557.72 | 1 | 5000 | 7744.88 | 56557.72 | 0 | 0 | 0 | 0 | 16834.4 | 0 | 0 | 0 | 0 | 0 | 16834.4
2022081418 | 1 | 0.8641 | 86410 | 0.16334 | 8493.68 | 0.61288 | 54546.32 | 1 | 5000 | 8493.68 | 54546.32 | 0 | 0 | 0 | 0 | 18370 | 0 | 0 | 0 | 0 | 0 | 18370
2022081419 | 1 | 0.85238 | 85238 | 0.18555 | 9648.6 | 0.49541 | 44091.49 | 1 | 5000 | 9648.6 | 44091.49 | 0 | 0 | 0 | 0 | 26497.91 | 0 | 0 | 0 | 0 | 0 | 26497.91
2022081420 | 1 | 0.82797 | 82797 | 0.22202 | 11545.04 | 0.21015 | 18703.35 | 1 | 5000 | 11545.04 | 18703.35 | 0 | 0 | 0 | 0 | 47548.61 | 0 | 0 | 0 | 0 | 0 | 47548.61
2022081421 | 1 | 0.80803 | 80803 | 0.29416 | 15296.32 | 0.01061 | 944.29 | 1 | 5000 | 15296.32 | 944.29 | 0 | 0 | 0 | 0 | 59562.39 | 0 | 0 | 0 | 0 | 0 | 59562.39
2022081422 | 1 | 0.78017 | 78017 | 0.37296 | 19393.92 | 0 | 0 | 1 | 5000 | 19393.92 | 0 | 0 | 0 | 0 | 0 | 53623.08 | 0 | 0 | 0 | 0 | 0 | 53623.08
2022081423 | 1 | 0.73387 | 73387 | 0.43749 | 22749.48 | 0 | 0 | 1 | 5000 | 22749.48 | 0 | 0 | 0 | 0 | 0 | 45637.52 | 0 | 0 | 0 | 0 | 0 | 45637.52
2022081424 | 1 | 0.68756 | 68756 | 0.48151 | 25038.52 | 0 | 0 | 1 | 5000 | 25038.52 | 0 | 0 | 0 | 0 | 0 | 38717.48 | 0 | 0 | 0 | 0 | 0 | 38717.48
2022081501 | 2 | 0.64828 | 64828 | 0.46394 | 24124.88 | 0 | 0 | 1 | 5000 | 24124.88 | 0 | 0 | 0 | 0 | 0 | 35703.12 | 0 | 0 | 0 | 0 | 0 | 35703.12
2022081502 | 2 | 0.61792 | 61792 | 0.44063 | 22912.76 | 0 | 0 | 1 | 5000 | 22912.76 | 0 | 0 | 0 | 0 | 0 | 33879.24 | 0 | 0 | 0 | 0 | 0 | 33879.24
2022081503 | 2 | 0.59955 | 59955 | 0.39754 | 20672.08 | 0 | 0 | 1 | 5000 | 20672.08 | 0 | 0 | 0 | 0 | 0 | 34282.92 | 0 | 0 | 0 | 0 | 0 | 34282.92
2022081504 | 2 | 0.58574 | 58574 | 0.35295 | 18353.4 | 0 | 0 | 1 | 5000 | 18353.4 | 0 | 0 | 0 | 0 | 0 | 35220.6 | 0 | 0 | 0 | 0 | 0 | 35220.6
2022081505 | 2 | 0.58179 | 58179 | 0.32777 | 17044.04 | 0 | 0 | 1 | 5000 | 17044.04 | 0 | 0 | 0 | 0 | 0 | 36134.96 | 0 | 0 | 0 | 0 | 0 | 36134.96
2022081506 | 2 | 0.59255 | 59255 | 0.30517 | 15868.84 | 0 | 0 | 1 | 5000 | 15868.84 | 0 | 0 | 0 | 0 | 0 | 38386.16 | 0 | 0 | 0 | 0 | 0 | 38386.16
2022081507 | 2 | 0.61062 | 61062 | 0.30944 | 16090.88 | 0.00012 | 10.68 | 1 | 5000 | 16090.88 | 10.68 | 0 | 0 | 0 | 0 | 39960.44 | 0 | 0 | 0 | 0 | 0 | 39960.44
2022081508 | 2 | 0.62039 | 62039 | 0.30233 | 15721.16 | 0.05945 | 5291.05 | 1 | 5000 | 15721.16 | 5291.05 | 0 | 0 | 0 | 0 | 36026.79 | 0 | 0 | 0 | 0 | 0 | 36026.79
2022081509 | 2 | 0.64611 | 64611 | 0.24237 | 12603.24 | 0.40032 | 35628.48 | 1 | 5000 | 12603.24 | 35628.48 | 0 | 0 | 0 | 0 | 11379.28 | 0 | 0 | 0 | 0 | 0 | 11379.28
2022081510 | 2 | 0.68698 | 68698 | 0.25765 | 13397.8 | 0.61959 | 55143.51 | 1 | 5000 | 13397.8 | 50300.2 | 0 | 0 | 4843.31 | 4843.31 | 0 | 4116.8135 | 0 | 0 | 0 | 4116.8135 | 0
2022081511 | 2 | 0.73642 | 73642 | 0.26627 | 13846.04 | 0.67154 | 59767.06 | 1 | 5000 | 13846.04 | 54795.96 | 0 | 0 | 4971.1 | 4971.1 | 0 | 8342.2485 | 0 | 0 | 0 | 4225.435 | 0
2022081512 | 2 | 0.78626 | 78626 | 0.27839 | 14476.28 | 0.69151 | 61544.39 | 1 | 5000 | 14476.28 | 59149.72 | 0 | 0 | 2394.67 | 2394.67 | 0 | 10377.718 | 0 | 0 | 0 | 2035.4695 | 0
2022081513 | 2 | 0.83183 | 83183 | 0.29064 | 15113.28 | 0.67453 | 60033.17 | 1 | 5000 | 15113.28 | 60033.17 | 0 | 0 | 0 | 0 | 3036.55 | 7341.168 | 3036.55 | 0 | 0 | 0 | 0
2022081514 | 2 | 0.87257 | 87257 | 0.30991 | 16115.32 | 0.66481 | 59168.09 | 1 | 5000 | 16115.32 | 59168.09 | 0 | 0 | 0 | 0 | 6973.59 | 367.578 | 6973.59 | 0 | 0 | 0 | 0
2022081515 | 2 | 0.90493 | 90493 | 0.33151 | 17238.52 | 0.6655 | 59229.5 | 1 | 5000 | 17238.52 | 59229.5 | 0 | 0 | 0 | 0 | 9024.98 | 0 | 367.578 | 0 | 0 | 0 | 8657.402
2022081516 | 2 | 0.92353 | 92353 | 0.34834 | 18113.68 | 0.63612 | 56614.68 | 1 | 5000 | 18113.68 | 56614.68 | 0 | 0 | 0 | 0 | 12624.64 | 0 | 0 | 0 | 0 | 0 | 12624.64
2022081517 | 2 | 0.93111 | 93111 | 0.36294 | 18872.88 | 0.5706 | 50783.4 | 1 | 5000 | 18872.88 | 50783.4 | 0 | 0 | 0 | 0 | 18454.72 | 0 | 0 | 0 | 0 | 0 | 18454.72
2022081518 | 2 | 0.92428 | 92428 | 0.37903 | 19709.56 | 0.53547 | 47656.83 | 1 | 5000 | 19709.56 | 47656.83 | 0 | 0 | 0 | 0 | 20061.61 | 0 | 0 | 0 | 0 | 0 | 20061.61
2022081519 | 2 | 0.90275 | 90275 | 0.38703 | 20125.56 | 0.41547 | 36976.83 | 1 | 5000 | 20125.56 | 36976.83 | 0 | 0 | 0 | 0 | 28172.61 | 0 | 0 | 0 | 0 | 0 | 28172.61
2022081520 | 2 | 0.86723 | 86723 | 0.37479 | 19489.08 | 0.16299 | 14506.11 | 1 | 5000 | 19489.08 | 14506.11 | 0 | 0 | 0 | 0 | 47727.81 | 0 | 0 | 0 | 0 | 0 | 47727.81
2022081521 | 2 | 0.84009 | 84009 | 0.34262 | 17816.24 | 0.00901 | 801.89 | 1 | 5000 | 17816.24 | 801.89 | 0 | 0 | 0 | 0 | 60390.87 | 0 | 0 | 0 | 0 | 0 | 60390.87
2022081522 | 2 | 0.80493 | 80493 | 0.35314 | 18363.28 | 0 | 0 | 1 | 5000 | 18363.28 | 0 | 0 | 0 | 0 | 0 | 57129.72 | 0 | 0 | 0 | 0 | 0 | 57129.72
2022081523 | 2 | 0.75249 | 75249 | 0.36472 | 18965.44 | 0 | 0 | 1 | 5000 | 18965.44 | 0 | 0 | 0 | 0 | 0 | 51283.56 | 0 | 0 | 0 | 0 | 0 | 51283.56
2022081524 | 2 | 0.70033 | 70033 | 0.37578 | 19540.56 | 0 | 0 | 1 | 5000 | 19540.56 | 0 | 0 | 0 | 0 | 0 | 45492.44 | 0 | 0 | 0 | 0 | 0 | 45492.44
2022081601 | 3 | 0.65703 | 65703 | 0.36422 | 18939.44 | 0 | 0 | 1 | 5000 | 18939.44 | 0 | 0 | 0 | 0 | 0 | 41763.56 | 0 | 0 | 0 | 0 | 0 | 41763.56
2022081602 | 3 | 0.62607 | 62607 | 0.3531 | 18361.2 | 0 | 0 | 1 | 5000 | 18361.2 | 0 | 0 | 0 | 0 | 0 | 39245.8 | 0 | 0 | 0 | 0 | 0 | 39245.8
2022081603 | 3 | 0.60376 | 60376 | 0.3204 | 16660.8 | 0 | 0 | 1 | 5000 | 16660.8 | 0 | 0 | 0 | 0 | 0 | 38715.2 | 0 | 0 | 0 | 0 | 0 | 38715.2
2022081604 | 3 | 0.59307 | 59307 | 0.28916 | 15036.32 | 0 | 0 | 1 | 5000 | 15036.32 | 0 | 0 | 0 | 0 | 0 | 39270.68 | 0 | 0 | 0 | 0 | 0 | 39270.68
2022081605 | 3 | 0.58718 | 58718 | 0.26462 | 13760.24 | 0 | 0 | 1 | 5000 | 13760.24 | 0 | 0 | 0 | 0 | 0 | 39957.76 | 0 | 0 | 0 | 0 | 0 | 39957.76
2022081606 | 3 | 0.59741 | 59741 | 0.22955 | 11936.6 | 0 | 0 | 1 | 5000 | 11936.6 | 0 | 0 | 0 | 0 | 0 | 42804.4 | 0 | 0 | 0 | 0 | 0 | 42804.4
2022081607 | 3 | 0.61641 | 61641 | 0.19908 | 10352.16 | 7e-05 | 6.23 | 1 | 5000 | 10352.16 | 6.23 | 0 | 0 | 0 | 0 | 46282.61 | 0 | 0 | 0 | 0 | 0 | 46282.61
2022081608 | 3 | 0.62492 | 62492 | 0.18205 | 9466.6 | 0.05145 | 4579.05 | 1 | 5000 | 9466.6 | 4579.05 | 0 | 0 | 0 | 0 | 43446.35 | 0 | 0 | 0 | 0 | 0 | 43446.35
2022081609 | 3 | 0.6531 | 65310 | 0.13572 | 7057.44 | 0.25018 | 22266.02 | 1 | 5000 | 7057.44 | 22266.02 | 0 | 0 | 0 | 0 | 30986.54 | 0 | 0 | 0 | 0 | 0 | 30986.54
2022081610 | 3 | 0.69742 | 69742 | 0.1345 | 6994 | 0.39605 | 35248.45 | 1 | 5000 | 6994 | 35248.45 | 0 | 0 | 0 | 0 | 22499.55 | 0 | 0 | 0 | 0 | 0 | 22499.55
2022081611 | 3 | 0.7438 | 74380 | 0.14017 | 7288.84 | 0.46025 | 40962.25 | 1 | 5000 | 7288.84 | 40962.25 | 0 | 0 | 0 | 0 | 21128.91 | 0 | 0 | 0 | 0 | 0 | 21128.91
2022081612 | 3 | 0.79783 | 79783 | 0.13757 | 7153.64 | 0.52792 | 46984.88 | 1 | 5000 | 7153.64 | 46984.88 | 0 | 0 | 0 | 0 | 20644.48 | 0 | 0 | 0 | 0 | 0 | 20644.48
2022081613 | 3 | 0.84727 | 84727 | 0.14022 | 7291.44 | 0.55177 | 49107.53 | 1 | 5000 | 7291.44 | 49107.53 | 0 | 0 | 0 | 0 | 23328.03 | 0 | 0 | 0 | 0 | 0 | 23328.03
2022081614 | 3 | 0.89115 | 89115 | 0.16086 | 8364.72 | 0.58551 | 52110.39 | 1 | 5000 | 8364.72 | 52110.39 | 0 | 0 | 0 | 0 | 23639.89 | 0 | 0 | 0 | 0 | 0 | 23639.89
2022081615 | 3 | 0.92176 | 92176 | 0.1829 | 9510.8 | 0.54273 | 48302.97 | 1 | 5000 | 9510.8 | 48302.97 | 0 | 0 | 0 | 0 | 29362.23 | 0 | 0 | 0 | 0 | 0 | 29362.23
2022081616 | 3 | 0.93966 | 93966 | 0.20118 | 10461.36 | 0.48148 | 42851.72 | 1 | 5000 | 10461.36 | 42851.72 | 0 | 0 | 0 | 0 | 35652.92 | 0 | 0 | 0 | 0 | 0 | 35652.92
2022081617 | 3 | 0.94538 | 94538 | 0.21569 | 11215.88 | 0.41593 | 37017.77 | 1 | 5000 | 11215.88 | 37017.77 | 0 | 0 | 0 | 0 | 41304.35 | 0 | 0 | 0 | 0 | 0 | 41304.35
2022081618 | 3 | 0.94661 | 94661 | 0.22294 | 11592.88 | 0.40819 | 36328.91 | 1 | 5000 | 11592.88 | 36328.91 | 0 | 0 | 0 | 0 | 41739.21 | 0 | 0 | 0 | 0 | 0 | 41739.21
2022081619 | 3 | 0.92856 | 92856 | 0.23066 | 11994.32 | 0.29657 | 26394.73 | 1 | 5000 | 11994.32 | 26394.73 | 0 | 0 | 0 | 0 | 49466.95 | 0 | 0 | 0 | 0 | 0 | 49466.95
2022081620 | 3 | 0.89425 | 89425 | 0.22442 | 11669.84 | 0.07816 | 6956.24 | 1 | 5000 | 11669.84 | 6956.24 | 0 | 0 | 0 | 0 | 65798.92 | 0 | 0 | 0 | 0 | 0 | 65798.92
2022081621 | 3 | 0.86259 | 86259 | 0.20529 | 10675.08 | 0.00193 | 171.77 | 1 | 5000 | 10675.08 | 171.77 | 0 | 0 | 0 | 0 | 70412.15 | 0 | 0 | 0 | 0 | 0 | 70412.15
2022081622 | 3 | 0.82523 | 82523 | 0.21414 | 11135.28 | 0 | 0 | 1 | 5000 | 11135.28 | 0 | 0 | 0 | 0 | 0 | 66387.72 | 0 | 0 | 0 | 0 | 0 | 66387.72
2022081623 | 3 | 0.77338 | 77338 | 0.22703 | 11805.56 | 0 | 0 | 1 | 5000 | 11805.56 | 0 | 0 | 0 | 0 | 0 | 60532.44 | 0 | 0 | 0 | 0 | 0 | 60532.44
2022081624 | 3 | 0.71849 | 71849 | 0.22744 | 11826.88 | 0 | 0 | 1 | 5000 | 11826.88 | 0 | 0 | 0 | 0 | 0 | 55022.12 | 0 | 0 | 0 | 0 | 0 | 55022.12
2022081701 | 4 | 0.67386 | 67386 | 0.23419 | 12177.88 | 0 | 0 | 1 | 5000 | 12177.88 | 0 | 0 | 0 | 0 | 0 | 50208.12 | 0 | 0 | 0 | 0 | 0 | 50208.12
2022081702 | 4 | 0.64018 | 64018 | 0.24602 | 12793.04 | 0 | 0 | 1 | 5000 | 12793.04 | 0 | 0 | 0 | 0 | 0 | 46224.96 | 0 | 0 | 0 | 0 | 0 | 46224.96
2022081703 | 4 | 0.6173 | 61730 | 0.27543 | 14322.36 | 0 | 0 | 1 | 5000 | 14322.36 | 0 | 0 | 0 | 0 | 0 | 42407.64 | 0 | 0 | 0 | 0 | 0 | 42407.64
2022081704 | 4 | 0.60385 | 60385 | 0.27057 | 14069.64 | 0 | 0 | 1 | 5000 | 14069.64 | 0 | 0 | 0 | 0 | 0 | 41315.36 | 0 | 0 | 0 | 0 | 0 | 41315.36
2022081705 | 4 | 0.59887 | 59887 | 0.2556 | 13291.2 | 0 | 0 | 1 | 5000 | 13291.2 | 0 | 0 | 0 | 0 | 0 | 41595.8 | 0 | 0 | 0 | 0 | 0 | 41595.8
2022081706 | 4 | 0.60795 | 60795 | 0.25257 | 13133.64 | 0 | 0 | 1 | 5000 | 13133.64 | 0 | 0 | 0 | 0 | 0 | 42661.36 | 0 | 0 | 0 | 0 | 0 | 42661.36
2022081707 | 4 | 0.62949 | 62949 | 0.23554 | 12248.08 | 0 | 0 | 1 | 5000 | 12248.08 | 0 | 0 | 0 | 0 | 0 | 45700.92 | 0 | 0 | 0 | 0 | 0 | 45700.92
2022081708 | 4 | 0.63492 | 63492 | 0.20993 | 10916.36 | 0.05315 | 4730.35 | 1 | 5000 | 10916.36 | 4730.35 | 0 | 0 | 0 | 0 | 42845.29 | 0 | 0 | 0 | 0 | 0 | 42845.29
2022081709 | 4 | 0.6607 | 66070 | 0.13334 | 6933.68 | 0.34134 | 30379.26 | 1 | 5000 | 6933.68 | 30379.26 | 0 | 0 | 0 | 0 | 23757.06 | 0 | 0 | 0 | 0 | 0 | 23757.06
2022081710 | 4 | 0.70631 | 70631 | 0.098 | 5096 | 0.54594 | 48588.66 | 1 | 5000 | 5096 | 48588.66 | 0 | 0 | 0 | 0 | 11946.34 | 0 | 0 | 0 | 0 | 0 | 11946.34
2022081711 | 4 | 0.76246 | 76246 | 0.08501 | 4420.52 | 0.67572 | 60139.08 | 1 | 5000 | 4420.52 | 60139.08 | 0 | 0 | 0 | 0 | 6686.4 | 0 | 0 | 0 | 0 | 0 | 6686.4
2022081712 | 4 | 0.81817 | 81817 | 0.0713 | 3707.6 | 0.69859 | 62174.51 | 1 | 5000 | 3707.6 | 62174.51 | 0 | 0 | 0 | 0 | 10934.89 | 0 | 0 | 0 | 0 | 0 | 10934.89
2022081713 | 4 | 0.86921 | 86921 | 0.06473 | 3365.96 | 0.68917 | 61336.13 | 1 | 5000 | 3365.96 | 61336.13 | 0 | 0 | 0 | 0 | 17218.91 | 0 | 0 | 0 | 0 | 0 | 17218.91
2022081714 | 4 | 0.91354 | 91354 | 0.07991 | 4155.32 | 0.67712 | 60263.68 | 1 | 5000 | 4155.32 | 60263.68 | 0 | 0 | 0 | 0 | 21935 | 0 | 0 | 0 | 0 | 0 | 21935
2022081715 | 4 | 0.9479 | 94790 | 0.10639 | 5532.28 | 0.63689 | 56683.21 | 1 | 5000 | 5532.28 | 56683.21 | 0 | 0 | 0 | 0 | 27574.51 | 0 | 0 | 0 | 0 | 0 | 27574.51
2022081716 | 4 | 0.96115 | 96115 | 0.1235 | 6422 | 0.59167 | 52658.63 | 1 | 5000 | 6422 | 52658.63 | 0 | 0 | 0 | 0 | 32034.37 | 0 | 0 | 0 | 0 | 0 | 32034.37
2022081717 | 4 | 0.97228 | 97228 | 0.15603 | 8113.56 | 0.5738 | 51068.2 | 1 | 5000 | 8113.56 | 51068.2 | 0 | 0 | 0 | 0 | 33046.24 | 0 | 0 | 0 | 0 | 0 | 33046.24
2022081718 | 4 | 0.97166 | 97166 | 0.19855 | 10324.6 | 0.55332 | 49245.48 | 1 | 5000 | 10324.6 | 49245.48 | 0 | 0 | 0 | 0 | 32595.92 | 0 | 0 | 0 | 0 | 0 | 32595.92
2022081719 | 4 | 0.95114 | 95114 | 0.25486 | 13252.72 | 0.37251 | 33153.39 | 1 | 5000 | 13252.72 | 33153.39 | 0 | 0 | 0 | 0 | 43707.89 | 0 | 0 | 0 | 0 | 0 | 43707.89
2022081720 | 4 | 0.91618 | 91618 | 0.30744 | 15986.88 | 0.11387 | 10134.43 | 1 | 5000 | 15986.88 | 10134.43 | 0 | 0 | 0 | 0 | 60496.69 | 0 | 0 | 0 | 0 | 0 | 60496.69
2022081721 | 4 | 0.88523 | 88523 | 0.33337 | 17335.24 | 0.00209 | 186.01 | 1 | 5000 | 17335.24 | 186.01 | 0 | 0 | 0 | 0 | 66001.75 | 0 | 0 | 0 | 0 | 0 | 66001.75
2022081722 | 4 | 0.84015 | 84015 | 0.34357 | 17865.64 | 0 | 0 | 1 | 5000 | 17865.64 | 0 | 0 | 0 | 0 | 0 | 61149.36 | 0 | 0 | 0 | 0 | 0 | 61149.36
2022081723 | 4 | 0.7738 | 77380 | 0.3276 | 17035.2 | 0 | 0 | 1 | 5000 | 17035.2 | 0 | 0 | 0 | 0 | 0 | 55344.8 | 0 | 0 | 0 | 0 | 0 | 55344.8
2022081724 | 4 | 0.71409 | 71409 | 0.31787 | 16529.24 | 0 | 0 | 1 | 5000 | 16529.24 | 0 | 0 | 0 | 0 | 0 | 49879.76 | 0 | 0 | 0 | 0 | 0 | 49879.76
2022081801 | 5 | 0.6665 | 66650 | 0.28877 | 15016.04 | 0 | 0 | 1 | 5000 | 15016.04 | 0 | 0 | 0 | 0 | 0 | 46633.96 | 0 | 0 | 0 | 0 | 0 | 46633.96
2022081802 | 5 | 0.63168 | 63168 | 0.22875 | 11895 | 0 | 0 | 1 | 5000 | 11895 | 0 | 0 | 0 | 0 | 0 | 46273 | 0 | 0 | 0 | 0 | 0 | 46273
2022081803 | 5 | 0.60655 | 60655 | 0.16194 | 8420.88 | 0 | 0 | 1 | 5000 | 8420.88 | 0 | 0 | 0 | 0 | 0 | 47234.12 | 0 | 0 | 0 | 0 | 0 | 47234.12
2022081804 | 5 | 0.58878 | 58878 | 0.11952 | 6215.04 | 0 | 0 | 1 | 5000 | 6215.04 | 0 | 0 | 0 | 0 | 0 | 47662.96 | 0 | 0 | 0 | 0 | 0 | 47662.96
2022081805 | 5 | 0.58409 | 58409 | 0.09958 | 5178.16 | 0 | 0 | 1 | 5000 | 5178.16 | 0 | 0 | 0 | 0 | 0 | 48230.84 | 0 | 0 | 0 | 0 | 0 | 48230.84
2022081806 | 5 | 0.5942 | 59420 | 0.10111 | 5257.72 | 0 | 0 | 1 | 5000 | 5257.72 | 0 | 0 | 0 | 0 | 0 | 49162.28 | 0 | 0 | 0 | 0 | 0 | 49162.28
2022081807 | 5 | 0.61932 | 61932 | 0.09955 | 5176.6 | 0 | 0 | 1 | 5000 | 5176.6 | 0 | 0 | 0 | 0 | 0 | 51755.4 | 0 | 0 | 0 | 0 | 0 | 51755.4
2022081808 | 5 | 0.62246 | 62246 | 0.12893 | 6704.36 | 0.02756 | 2452.84 | 1 | 5000 | 6704.36 | 2452.84 | 0 | 0 | 0 | 0 | 48088.8 | 0 | 0 | 0 | 0 | 0 | 48088.8
2022081809 | 5 | 0.64228 | 64228 | 0.15821 | 8226.92 | 0.2086 | 18565.4 | 1 | 5000 | 8226.92 | 18565.4 | 0 | 0 | 0 | 0 | 32435.68 | 0 | 0 | 0 | 0 | 0 | 32435.68
2022081810 | 5 | 0.67858 | 67858 | 0.16495 | 8577.4 | 0.38716 | 34457.24 | 1 | 5000 | 8577.4 | 34457.24 | 0 | 0 | 0 | 0 | 19823.36 | 0 | 0 | 0 | 0 | 0 | 19823.36
2022081811 | 5 | 0.71926 | 71926 | 0.13951 | 7254.52 | 0.50833 | 45241.37 | 1 | 5000 | 7254.52 | 45241.37 | 0 | 0 | 0 | 0 | 14430.11 | 0 | 0 | 0 | 0 | 0 | 14430.11
2022081812 | 5 | 0.75964 | 75964 | 0.1071 | 5569.2 | 0.58604 | 52157.56 | 1 | 5000 | 5569.2 | 52157.56 | 0 | 0 | 0 | 0 | 13237.24 | 0 | 0 | 0 | 0 | 0 | 13237.24
2022081813 | 5 | 0.79494 | 79494 | 0.07575 | 3939 | 0.63918 | 56887.02 | 1 | 5000 | 3939 | 56887.02 | 0 | 0 | 0 | 0 | 13667.98 | 0 | 0 | 0 | 0 | 0 | 13667.98
2022081814 | 5 | 0.81988 | 81988 | 0.07231 | 3760.12 | 0.58409 | 51984.01 | 1 | 5000 | 3760.12 | 51984.01 | 0 | 0 | 0 | 0 | 21243.87 | 0 | 0 | 0 | 0 | 0 | 21243.87
2022081815 | 5 | 0.83369 | 83369 | 0.09535 | 4958.2 | 0.55321 | 49235.69 | 1 | 5000 | 4958.2 | 49235.69 | 0 | 0 | 0 | 0 | 24175.11 | 0 | 0 | 0 | 0 | 0 | 24175.11
2022081816 | 5 | 0.84029 | 84029 | 0.11342 | 5897.84 | 0.56693 | 50456.77 | 1 | 5000 | 5897.84 | 50456.77 | 0 | 0 | 0 | 0 | 22674.39 | 0 | 0 | 0 | 0 | 0 | 22674.39
2022081817 | 5 | 0.8335 | 83350 | 0.14002 | 7281.04 | 0.55472 | 49370.08 | 1 | 5000 | 7281.04 | 49370.08 | 0 | 0 | 0 | 0 | 21698.88 | 0 | 0 | 0 | 0 | 0 | 21698.88
2022081818 | 5 | 0.80241 | 80241 | 0.18722 | 9735.44 | 0.49957 | 44461.73 | 1 | 5000 | 9735.44 | 44461.73 | 0 | 0 | 0 | 0 | 21043.83 | 0 | 0 | 0 | 0 | 0 | 21043.83
2022081819 | 5 | 0.77345 | 77345 | 0.2297 | 11944.4 | 0.36562 | 32540.18 | 1 | 5000 | 11944.4 | 32540.18 | 0 | 0 | 0 | 0 | 27860.42 | 0 | 0 | 0 | 0 | 0 | 27860.42
2022081820 | 5 | 0.75072 | 75072 | 0.24492 | 12735.84 | 0.13987 | 12448.43 | 1 | 5000 | 12735.84 | 12448.43 | 0 | 0 | 0 | 0 | 44887.73 | 0 | 0 | 0 | 0 | 0 | 44887.73
2022081821 | 5 | 0.73399 | 73399 | 0.21555 | 11208.6 | 0.00448 | 398.72 | 1 | 5000 | 11208.6 | 398.72 | 0 | 0 | 0 | 0 | 56791.68 | 0 | 0 | 0 | 0 | 0 | 56791.68
2022081822 | 5 | 0.70907 | 70907 | 0.17351 | 9022.52 | 0 | 0 | 1 | 5000 | 9022.52 | 0 | 0 | 0 | 0 | 0 | 56884.48 | 0 | 0 | 0 | 0 | 0 | 56884.48
2022081823 | 5 | 0.67002 | 67002 | 0.16106 | 8375.12 | 0 | 0 | 1 | 5000 | 8375.12 | 0 | 0 | 0 | 0 | 0 | 53626.88 | 0 | 0 | 0 | 0 | 0 | 53626.88
2022081824 | 5 | 0.62438 | 62438 | 0.1656 | 8611.2 | 0 | 0 | 1 | 5000 | 8611.2 | 0 | 0 | 0 | 0 | 0 | 48826.8 | 0 | 0 | 0 | 0 | 0 | 48826.8
2022081901 | 6 | 0.58777 | 58777 | 0.17162 | 8924.24 | 0 | 0 | 1 | 5000 | 8924.24 | 0 | 0 | 0 | 0 | 0 | 44852.76 | 0 | 0 | 0 | 0 | 0 | 44852.76
2022081902 | 6 | 0.56278 | 56278 | 0.16459 | 8558.68 | 0 | 0 | 1 | 5000 | 8558.68 | 0 | 0 | 0 | 0 | 0 | 42719.32 | 0 | 0 | 0 | 0 | 0 | 42719.32
2022081903 | 6 | 0.54668 | 54668 | 0.15485 | 8052.2 | 0 | 0 | 1 | 5000 | 8052.2 | 0 | 0 | 0 | 0 | 0 | 41615.8 | 0 | 0 | 0 | 0 | 0 | 41615.8
2022081904 | 6 | 0.53978 | 53978 | 0.13298 | 6914.96 | 0 | 0 | 1 | 5000 | 6914.96 | 0 | 0 | 0 | 0 | 0 | 42063.04 | 0 | 0 | 0 | 0 | 0 | 42063.04
2022081905 | 6 | 0.53865 | 53865 | 0.1014 | 5272.8 | 0 | 0 | 1 | 5000 | 5272.8 | 0 | 0 | 0 | 0 | 0 | 43592.2 | 0 | 0 | 0 | 0 | 0 | 43592.2
2022081906 | 6 | 0.55244 | 55244 | 0.08273 | 4301.96 | 0 | 0 | 1 | 5000 | 4301.96 | 0 | 0 | 0 | 0 | 0 | 45942.04 | 0 | 0 | 0 | 0 | 0 | 45942.04
2022081907 | 6 | 0.58087 | 58087 | 0.08293 | 4312.36 | 0 | 0 | 1 | 5000 | 4312.36 | 0 | 0 | 0 | 0 | 0 | 48774.64 | 0 | 0 | 0 | 0 | 0 | 48774.64
2022081908 | 6 | 0.59006 | 59006 | 0.08111 | 4217.72 | 0.02556 | 2274.84 | 1 | 5000 | 4217.72 | 2274.84 | 0 | 0 | 0 | 0 | 47513.44 | 0 | 0 | 0 | 0 | 0 | 47513.44
2022081909 | 6 | 0.60578 | 60578 | 0.0619 | 3218.8 | 0.26207 | 23324.23 | 1 | 5000 | 3218.8 | 23324.23 | 0 | 0 | 0 | 0 | 29034.97 | 0 | 0 | 0 | 0 | 0 | 29034.97
2022081910 | 6 | 0.63088 | 63088 | 0.07379 | 3837.08 | 0.43607 | 38810.23 | 1 | 5000 | 3837.08 | 38810.23 | 0 | 0 | 0 | 0 | 15440.69 | 0 | 0 | 0 | 0 | 0 | 15440.69
2022081911 | 6 | 0.66514 | 66514 | 0.07163 | 3724.76 | 0.48107 | 42815.23 | 1 | 5000 | 3724.76 | 42815.23 | 0 | 0 | 0 | 0 | 14974.01 | 0 | 0 | 0 | 0 | 0 | 14974.01
2022081912 | 6 | 0.70226 | 70226 | 0.06024 | 3132.48 | 0.58994 | 52504.66 | 1 | 5000 | 3132.48 | 52504.66 | 0 | 0 | 0 | 0 | 9588.86 | 0 | 0 | 0 | 0 | 0 | 9588.86
2022081913 | 6 | 0.73786 | 73786 | 0.04996 | 2597.92 | 0.6144 | 54681.6 | 1 | 5000 | 2597.92 | 54681.6 | 0 | 0 | 0 | 0 | 11506.48 | 0 | 0 | 0 | 0 | 0 | 11506.48
2022081914 | 6 | 0.76852 | 76852 | 0.06521 | 3390.92 | 0.58742 | 52280.38 | 1 | 5000 | 3390.92 | 52280.38 | 0 | 0 | 0 | 0 | 16180.7 | 0 | 0 | 0 | 0 | 0 | 16180.7
2022081915 | 6 | 0.78548 | 78548 | 0.1012 | 5262.4 | 0.53682 | 47776.98 | 1 | 5000 | 5262.4 | 47776.98 | 0 | 0 | 0 | 0 | 20508.62 | 0 | 0 | 0 | 0 | 0 | 20508.62
2022081916 | 6 | 0.79116 | 79116 | 0.15536 | 8078.72 | 0.47319 | 42113.91 | 1 | 5000 | 8078.72 | 42113.91 | 0 | 0 | 0 | 0 | 23923.37 | 0 | 0 | 0 | 0 | 0 | 23923.37
2022081917 | 6 | 0.79387 | 79387 | 0.20787 | 10809.24 | 0.40302 | 35868.78 | 1 | 5000 | 10809.24 | 35868.78 | 0 | 0 | 0 | 0 | 27708.98 | 0 | 0 | 0 | 0 | 0 | 27708.98
2022081918 | 6 | 0.78667 | 78667 | 0.24772 | 12881.44 | 0.35999 | 32039.11 | 1 | 5000 | 12881.44 | 32039.11 | 0 | 0 | 0 | 0 | 28746.45 | 0 | 0 | 0 | 0 | 0 | 28746.45
2022081919 | 6 | 0.76899 | 76899 | 0.27384 | 14239.68 | 0.26057 | 23190.73 | 1 | 5000 | 14239.68 | 23190.73 | 0 | 0 | 0 | 0 | 34468.59 | 0 | 0 | 0 | 0 | 0 | 34468.59
2022081920 | 6 | 0.74586 | 74586 | 0.28186 | 14656.72 | 0.07087 | 6307.43 | 1 | 5000 | 14656.72 | 6307.43 | 0 | 0 | 0 | 0 | 48621.85 | 0 | 0 | 0 | 0 | 0 | 48621.85
2022081921 | 6 | 0.72824 | 72824 | 0.3161 | 16437.2 | 0.00042 | 37.38 | 1 | 5000 | 16437.2 | 37.38 | 0 | 0 | 0 | 0 | 51349.42 | 0 | 0 | 0 | 0 | 0 | 51349.42
2022081922 | 6 | 0.70493 | 70493 | 0.33709 | 17528.68 | 0 | 0 | 1 | 5000 | 17528.68 | 0 | 0 | 0 | 0 | 0 | 47964.32 | 0 | 0 | 0 | 0 | 0 | 47964.32
2022081923 | 6 | 0.67344 | 67344 | 0.35513 | 18466.76 | 0 | 0 | 1 | 5000 | 18466.76 | 0 | 0 | 0 | 0 | 0 | 43877.24 | 0 | 0 | 0 | 0 | 0 | 43877.24
2022081924 | 6 | 0.63608 | 63608 | 0.36008 | 18724.16 | 0 | 0 | 1 | 5000 | 18724.16 | 0 | 0 | 0 | 0 | 0 | 39883.84 | 0 | 0 | 0 | 0 | 0 | 39883.84
2022082001 | 7 | 0.60144 | 60144 | 0.3294 | 17128.8 | 0 | 0 | 1 | 5000 | 17128.8 | 0 | 0 | 0 | 0 | 0 | 38015.2 | 0 | 0 | 0 | 0 | 0 | 38015.2
2022082002 | 7 | 0.57681 | 57681 | 0.28241 | 14685.32 | 0 | 0 | 1 | 5000 | 14685.32 | 0 | 0 | 0 | 0 | 0 | 37995.68 | 0 | 0 | 0 | 0 | 0 | 37995.68
2022082003 | 7 | 0.55718 | 55718 | 0.27135 | 14110.2 | 0 | 0 | 1 | 5000 | 14110.2 | 0 | 0 | 0 | 0 | 0 | 36607.8 | 0 | 0 | 0 | 0 | 0 | 36607.8
2022082004 | 7 | 0.54543 | 54543 | 0.27328 | 14210.56 | 0 | 0 | 1 | 5000 | 14210.56 | 0 | 0 | 0 | 0 | 0 | 35332.44 | 0 | 0 | 0 | 0 | 0 | 35332.44
2022082005 | 7 | 0.53719 | 53719 | 0.26581 | 13822.12 | 0 | 0 | 1 | 5000 | 13822.12 | 0 | 0 | 0 | 0 | 0 | 34896.88 | 0 | 0 | 0 | 0 | 0 | 34896.88
2022082006 | 7 | 0.5377 | 53770 | 0.26637 | 13851.24 | 0 | 0 | 1 | 5000 | 13851.24 | 0 | 0 | 0 | 0 | 0 | 34918.76 | 0 | 0 | 0 | 0 | 0 | 34918.76
2022082007 | 7 | 0.54537 | 54537 | 0.26303 | 13677.56 | 0 | 0 | 1 | 5000 | 13677.56 | 0 | 0 | 0 | 0 | 0 | 35859.44 | 0 | 0 | 0 | 0 | 0 | 35859.44
2022082008 | 7 | 0.55437 | 55437 | 0.24034 | 12497.68 | 0.03291 | 2928.99 | 1 | 5000 | 12497.68 | 2928.99 | 0 | 0 | 0 | 0 | 35010.33 | 0 | 0 | 0 | 0 | 0 | 35010.33
2022082009 | 7 | 0.58534 | 58534 | 0.20411 | 10613.72 | 0.20469 | 18217.41 | 1 | 5000 | 10613.72 | 18217.41 | 0 | 0 | 0 | 0 | 24702.87 | 0 | 0 | 0 | 0 | 0 | 24702.87
2022082010 | 7 | 0.63039 | 63039 | 0.2285 | 11882 | 0.37583 | 33448.87 | 1 | 5000 | 11882 | 33448.87 | 0 | 0 | 0 | 0 | 12708.13 | 0 | 0 | 0 | 0 | 0 | 12708.13
2022082011 | 7 | 0.68188 | 68188 | 0.23871 | 12412.92 | 0.4197 | 37353.3 | 1 | 5000 | 12412.92 | 37353.3 | 0 | 0 | 0 | 0 | 13421.78 | 0 | 0 | 0 | 0 | 0 | 13421.78
2022082012 | 7 | 0.72848 | 72848 | 0.22286 | 11588.72 | 0.47839 | 42576.71 | 1 | 5000 | 11588.72 | 42576.71 | 0 | 0 | 0 | 0 | 13682.57 | 0 | 0 | 0 | 0 | 0 | 13682.57
2022082013 | 7 | 0.76317 | 76317 | 0.22561 | 11731.72 | 0.49641 | 44180.49 | 1 | 5000 | 11731.72 | 44180.49 | 0 | 0 | 0 | 0 | 15404.79 | 0 | 0 | 0 | 0 | 0 | 15404.79
2022082014 | 7 | 0.79057 | 79057 | 0.23548 | 12244.96 | 0.47203 | 42010.67 | 1 | 5000 | 12244.96 | 42010.67 | 0 | 0 | 0 | 0 | 19801.37 | 0 | 0 | 0 | 0 | 0 | 19801.37
2022082015 | 7 | 0.80611 | 80611 | 0.27715 | 14411.8 | 0.48902 | 43522.78 | 1 | 5000 | 14411.8 | 43522.78 | 0 | 0 | 0 | 0 | 17676.42 | 0 | 0 | 0 | 0 | 0 | 17676.42
2022082016 | 7 | 0.81234 | 81234 | 0.35682 | 18554.64 | 0.50983 | 45374.87 | 1 | 5000 | 18554.64 | 45374.87 | 0 | 0 | 0 | 0 | 12304.49 | 0 | 0 | 0 | 0 | 0 | 12304.49
2022082017 | 7 | 0.82138 | 82138 | 0.39348 | 20460.96 | 0.46587 | 41462.43 | 1 | 5000 | 20460.96 | 41462.43 | 0 | 0 | 0 | 0 | 15214.61 | 0 | 0 | 0 | 0 | 0 | 15214.61
2022082018 | 7 | 0.82071 | 82071 | 0.3781 | 19661.2 | 0.36807 | 32758.23 | 1 | 5000 | 19661.2 | 32758.23 | 0 | 0 | 0 | 0 | 24651.57 | 0 | 0 | 0 | 0 | 0 | 24651.57
2022082019 | 7 | 0.79847 | 79847 | 0.3779 | 19650.8 | 0.21209 | 18876.01 | 1 | 5000 | 19650.8 | 18876.01 | 0 | 0 | 0 | 0 | 36320.19 | 0 | 0 | 0 | 0 | 0 | 36320.19
2022082020 | 7 | 0.77139 | 77139 | 0.35509 | 18464.68 | 0.03766 | 3351.74 | 1 | 5000 | 18464.68 | 3351.74 | 0 | 0 | 0 | 0 | 50322.58 | 0 | 0 | 0 | 0 | 0 | 50322.58
2022082021 | 7 | 0.75279 | 75279 | 0.33666 | 17506.32 | 0.0003 | 26.7 | 1 | 5000 | 17506.32 | 26.7 | 0 | 0 | 0 | 0 | 52745.98 | 0 | 0 | 0 | 0 | 0 | 52745.98
2022082022 | 7 | 0.72587 | 72587 | 0.33723 | 17535.96 | 0 | 0 | 1 | 5000 | 17535.96 | 0 | 0 | 0 | 0 | 0 | 50051.04 | 0 | 0 | 0 | 0 | 0 | 50051.04
2022082023 | 7 | 0.68885 | 68885 | 0.3533 | 18371.6 | 0 | 0 | 1 | 5000 | 18371.6 | 0 | 0 | 0 | 0 | 0 | 45513.4 | 0 | 0 | 0 | 0 | 0 | 45513.4
2022082024 | 7 | 0.653 | 65300 | 0.30886 | 16060.72 | 0 | 0 | 1 | 5000 | 16060.72 | 0 | 0 | 0 | 0 | 0 | 44239.28 | 0 | 0 | 0 | 0 | 0 | 44239.28
2022082101 | 1 | 0.619 | 61900 | 0.25635 | 13330.2 | 0 | 0 | 1 | 5000 | 13330.2 | 0 | 0 | 0 | 0 | 0 | 43569.8 | 0 | 0 | 0 | 0 | 0 | 43569.8
2022082102 | 1 | 0.59137 | 59137 | 0.23173 | 12049.96 | 0 | 0 | 1 | 5000 | 12049.96 | 0 | 0 | 0 | 0 | 0 | 42087.04 | 0 | 0 | 0 | 0 | 0 | 42087.04
2022082103 | 1 | 0.57242 | 57242 | 0.24113 | 12538.76 | 0 | 0 | 1 | 5000 | 12538.76 | 0 | 0 | 0 | 0 | 0 | 39703.24 | 0 | 0 | 0 | 0 | 0 | 39703.24
2022082104 | 1 | 0.55927 | 55927 | 0.25155 | 13080.6 | 0 | 0 | 1 | 5000 | 13080.6 | 0 | 0 | 0 | 0 | 0 | 37846.4 | 0 | 0 | 0 | 0 | 0 | 37846.4
2022082105 | 1 | 0.55168 | 55168 | 0.25032 | 13016.64 | 0 | 0 | 1 | 5000 | 13016.64 | 0 | 0 | 0 | 0 | 0 | 37151.36 | 0 | 0 | 0 | 0 | 0 | 37151.36
2022082106 | 1 | 0.54899 | 54899 | 0.24117 | 12540.84 | 0 | 0 | 1 | 5000 | 12540.84 | 0 | 0 | 0 | 0 | 0 | 37358.16 | 0 | 0 | 0 | 0 | 0 | 37358.16
2022082107 | 1 | 0.54635 | 54635 | 0.22566 | 11734.32 | 0 | 0 | 1 | 5000 | 11734.32 | 0 | 0 | 0 | 0 | 0 | 37900.68 | 0 | 0 | 0 | 0 | 0 | 37900.68
2022082108 | 1 | 0.54947 | 54947 | 0.21035 | 10938.2 | 0.01623 | 1444.47 | 1 | 5000 | 10938.2 | 1444.47 | 0 | 0 | 0 | 0 | 37564.33 | 0 | 0 | 0 | 0 | 0 | 37564.33
2022082109 | 1 | 0.57587 | 57587 | 0.19777 | 10284.04 | 0.13044 | 11609.16 | 1 | 5000 | 10284.04 | 11609.16 | 0 | 0 | 0 | 0 | 30693.8 | 0 | 0 | 0 | 0 | 0 | 30693.8
2022082110 | 1 | 0.6179 | 61790 | 0.19464 | 10121.28 | 0.28029 | 24945.81 | 1 | 5000 | 10121.28 | 24945.81 | 0 | 0 | 0 | 0 | 21722.91 | 0 | 0 | 0 | 0 | 0 | 21722.91
2022082111 | 1 | 0.65608 | 65608 | 0.18603 | 9673.56 | 0.34962 | 31116.18 | 1 | 5000 | 9673.56 | 31116.18 | 0 | 0 | 0 | 0 | 19818.26 | 0 | 0 | 0 | 0 | 0 | 19818.26
2022082112 | 1 | 0.68581 | 68581 | 0.18852 | 9803.04 | 0.42133 | 37498.37 | 1 | 5000 | 9803.04 | 37498.37 | 0 | 0 | 0 | 0 | 16279.59 | 0 | 0 | 0 | 0 | 0 | 16279.59
2022082113 | 1 | 0.71225 | 71225 | 0.19089 | 9926.28 | 0.49254 | 43836.06 | 1 | 5000 | 9926.28 | 43836.06 | 0 | 0 | 0 | 0 | 12462.66 | 0 | 0 | 0 | 0 | 0 | 12462.66
2022082114 | 1 | 0.74085 | 74085 | 0.18628 | 9686.56 | 0.52557 | 46775.73 | 1 | 5000 | 9686.56 | 46775.73 | 0 | 0 | 0 | 0 | 12622.71 | 0 | 0 | 0 | 0 | 0 | 12622.71
2022082115 | 1 | 0.76704 | 76704 | 0.17989 | 9354.28 | 0.55868 | 49722.52 | 1 | 5000 | 9354.28 | 49722.52 | 0 | 0 | 0 | 0 | 12627.2 | 0 | 0 | 0 | 0 | 0 | 12627.2
2022082116 | 1 | 0.779 | 77900 | 0.19306 | 10039.12 | 0.51276 | 45635.64 | 1 | 5000 | 10039.12 | 45635.64 | 0 | 0 | 0 | 0 | 17225.24 | 0 | 0 | 0 | 0 | 0 | 17225.24
2022082117 | 1 | 0.78263 | 78263 | 0.20297 | 10554.44 | 0.44471 | 39579.19 | 1 | 5000 | 10554.44 | 39579.19 | 0 | 0 | 0 | 0 | 23129.37 | 0 | 0 | 0 | 0 | 0 | 23129.37
2022082118 | 1 | 0.78425 | 78425 | 0.21897 | 11386.44 | 0.38724 | 34464.36 | 1 | 5000 | 11386.44 | 34464.36 | 0 | 0 | 0 | 0 | 27574.2 | 0 | 0 | 0 | 0 | 0 | 27574.2
2022082119 | 1 | 0.77452 | 77452 | 0.24184 | 12575.68 | 0.30472 | 27120.08 | 1 | 5000 | 12575.68 | 27120.08 | 0 | 0 | 0 | 0 | 32756.24 | 0 | 0 | 0 | 0 | 0 | 32756.24
2022082120 | 1 | 0.75789 | 75789 | 0.25237 | 13123.24 | 0.1048 | 9327.2 | 1 | 5000 | 13123.24 | 9327.2 | 0 | 0 | 0 | 0 | 48338.56 | 0 | 0 | 0 | 0 | 0 | 48338.56
2022082121 | 1 | 0.74816 | 74816 | 0.25081 | 13042.12 | 0.00182 | 161.98 | 1 | 5000 | 13042.12 | 161.98 | 0 | 0 | 0 | 0 | 56611.9 | 0 | 0 | 0 | 0 | 0 | 56611.9
2022082122 | 1 | 0.72377 | 72377 | 0.23155 | 12040.6 | 0 | 0 | 1 | 5000 | 12040.6 | 0 | 0 | 0 | 0 | 0 | 55336.4 | 0 | 0 | 0 | 0 | 0 | 55336.4
2022082123 | 1 | 0.68339 | 68339 | 0.21075 | 10959 | 0 | 0 | 1 | 5000 | 10959 | 0 | 0 | 0 | 0 | 0 | 52380 | 0 | 0 | 0 | 0 | 0 | 52380
2022082124 | 1 | 0.63915 | 63915 | 0.20485 | 10652.2 | 0 | 0 | 1 | 5000 | 10652.2 | 0 | 0 | 0 | 0 | 0 | 48262.8 | 0 | 0 | 0 | 0 | 0 | 48262.8
2022082201 | 2 | 0.60583 | 60583 | 0.21143 | 10994.36 | 0 | 0 | 1 | 5000 | 10994.36 | 0 | 0 | 0 | 0 | 0 | 44588.64 | 0 | 0 | 0 | 0 | 0 | 44588.64
2022082202 | 2 | 0.58148 | 58148 | 0.21256 | 11053.12 | 0 | 0 | 1 | 5000 | 11053.12 | 0 | 0 | 0 | 0 | 0 | 42094.88 | 0 | 0 | 0 | 0 | 0 | 42094.88
2022082203 | 2 | 0.56754 | 56754 | 0.22567 | 11734.84 | 0 | 0 | 1 | 5000 | 11734.84 | 0 | 0 | 0 | 0 | 0 | 40019.16 | 0 | 0 | 0 | 0 | 0 | 40019.16
2022082204 | 2 | 0.56341 | 56341 | 0.22924 | 11920.48 | 0 | 0 | 1 | 5000 | 11920.48 | 0 | 0 | 0 | 0 | 0 | 39420.52 | 0 | 0 | 0 | 0 | 0 | 39420.52
2022082205 | 2 | 0.5636 | 56360 | 0.21775 | 11323 | 0 | 0 | 1 | 5000 | 11323 | 0 | 0 | 0 | 0 | 0 | 40037 | 0 | 0 | 0 | 0 | 0 | 40037
2022082206 | 2 | 0.58001 | 58001 | 0.21547 | 11204.44 | 0 | 0 | 1 | 5000 | 11204.44 | 0 | 0 | 0 | 0 | 0 | 41796.56 | 0 | 0 | 0 | 0 | 0 | 41796.56
2022082207 | 2 | 0.60776 | 60776 | 0.2313 | 12027.6 | 0 | 0 | 1 | 5000 | 12027.6 | 0 | 0 | 0 | 0 | 0 | 43748.4 | 0 | 0 | 0 | 0 | 0 | 43748.4
2022082208 | 2 | 0.61617 | 61617 | 0.23687 | 12317.24 | 0.01245 | 1108.05 | 1 | 5000 | 12317.24 | 1108.05 | 0 | 0 | 0 | 0 | 43191.71 | 0 | 0 | 0 | 0 | 0 | 43191.71
2022082209 | 2 | 0.63046 | 63046 | 0.25157 | 13081.64 | 0.09839 | 8756.71 | 1 | 5000 | 13081.64 | 8756.71 | 0 | 0 | 0 | 0 | 36207.65 | 0 | 0 | 0 | 0 | 0 | 36207.65
2022082210 | 2 | 0.65707 | 65707 | 0.29449 | 15313.48 | 0.1975 | 17577.5 | 1 | 5000 | 15313.48 | 17577.5 | 0 | 0 | 0 | 0 | 27816.02 | 0 | 0 | 0 | 0 | 0 | 27816.02
2022082211 | 2 | 0.68712 | 68712 | 0.30438 | 15827.76 | 0.29326 | 26100.14 | 1 | 5000 | 15827.76 | 26100.14 | 0 | 0 | 0 | 0 | 21784.1 | 0 | 0 | 0 | 0 | 0 | 21784.1
2022082212 | 2 | 0.71312 | 71312 | 0.28385 | 14760.2 | 0.39853 | 35469.17 | 1 | 5000 | 14760.2 | 35469.17 | 0 | 0 | 0 | 0 | 16082.63 | 0 | 0 | 0 | 0 | 0 | 16082.63
2022082213 | 2 | 0.73599 | 73599 | 0.26122 | 13583.44 | 0.42899 | 38180.11 | 1 | 5000 | 13583.44 | 38180.11 | 0 | 0 | 0 | 0 | 16835.45 | 0 | 0 | 0 | 0 | 0 | 16835.45
2022082214 | 2 | 0.75445 | 75445 | 0.24208 | 12588.16 | 0.44577 | 39673.53 | 1 | 5000 | 12588.16 | 39673.53 | 0 | 0 | 0 | 0 | 18183.31 | 0 | 0 | 0 | 0 | 0 | 18183.31
2022082215 | 2 | 0.76664 | 76664 | 0.25545 | 13283.4 | 0.44065 | 39217.85 | 1 | 5000 | 13283.4 | 39217.85 | 0 | 0 | 0 | 0 | 19162.75 | 0 | 0 | 0 | 0 | 0 | 19162.75
2022082216 | 2 | 0.77374 | 77374 | 0.26454 | 13756.08 | 0.43699 | 38892.11 | 1 | 5000 | 13756.08 | 38892.11 | 0 | 0 | 0 | 0 | 19725.81 | 0 | 0 | 0 | 0 | 0 | 19725.81
2022082217 | 2 | 0.77591 | 77591 | 0.26587 | 13825.24 | 0.37547 | 33416.83 | 1 | 5000 | 13825.24 | 33416.83 | 0 | 0 | 0 | 0 | 25348.93 | 0 | 0 | 0 | 0 | 0 | 25348.93
2022082218 | 2 | 0.76975 | 76975 | 0.25955 | 13496.6 | 0.29567 | 26314.63 | 1 | 5000 | 13496.6 | 26314.63 | 0 | 0 | 0 | 0 | 32163.77 | 0 | 0 | 0 | 0 | 0 | 32163.77
2022082219 | 2 | 0.74849 | 74849 | 0.24325 | 12649 | 0.20344 | 18106.16 | 1 | 5000 | 12649 | 18106.16 | 0 | 0 | 0 | 0 | 39093.84 | 0 | 0 | 0 | 0 | 0 | 39093.84
2022082220 | 2 | 0.72372 | 72372 | 0.2164 | 11252.8 | 0.06314 | 5619.46 | 1 | 5000 | 11252.8 | 5619.46 | 0 | 0 | 0 | 0 | 50499.74 | 0 | 0 | 0 | 0 | 0 | 50499.74
2022082221 | 2 | 0.71129 | 71129 | 0.18885 | 9820.2 | 0.00194 | 172.66 | 1 | 5000 | 9820.2 | 172.66 | 0 | 0 | 0 | 0 | 56136.14 | 0 | 0 | 0 | 0 | 0 | 56136.14
2022082222 | 2 | 0.69144 | 69144 | 0.17623 | 9163.96 | 0 | 0 | 1 | 5000 | 9163.96 | 0 | 0 | 0 | 0 | 0 | 54980.04 | 0 | 0 | 0 | 0 | 0 | 54980.04
2022082223 | 2 | 0.65593 | 65593 | 0.17178 | 8932.56 | 0 | 0 | 1 | 5000 | 8932.56 | 0 | 0 | 0 | 0 | 0 | 51660.44 | 0 | 0 | 0 | 0 | 0 | 51660.44
2022082224 | 2 | 0.61389 | 61389 | 0.13812 | 7182.24 | 0 | 0 | 1 | 5000 | 7182.24 | 0 | 0 | 0 | 0 | 0 | 49206.76 | 0 | 0 | 0 | 0 | 0 | 49206.76
2022082301 | 3 | 0.57872 | 57872 | 0.10788 | 5609.76 | 0 | 0 | 1 | 5000 | 5609.76 | 0 | 0 | 0 | 0 | 0 | 47262.24 | 0 | 0 | 0 | 0 | 0 | 47262.24
2022082302 | 3 | 0.55693 | 55693 | 0.09594 | 4988.88 | 0 | 0 | 1 | 5000 | 4988.88 | 0 | 0 | 0 | 0 | 0 | 45704.12 | 0 | 0 | 0 | 0 | 0 | 45704.12
2022082303 | 3 | 0.54223 | 54223 | 0.07591 | 3947.32 | 0 | 0 | 1 | 5000 | 3947.32 | 0 | 0 | 0 | 0 | 0 | 45275.68 | 0 | 0 | 0 | 0 | 0 | 45275.68
2022082304 | 3 | 0.5353 | 53530 | 0.0691 | 3593.2 | 0 | 0 | 1 | 5000 | 3593.2 | 0 | 0 | 0 | 0 | 0 | 44936.8 | 0 | 0 | 0 | 0 | 0 | 44936.8
2022082305 | 3 | 0.53566 | 53566 | 0.05489 | 2854.28 | 0 | 0 | 1 | 5000 | 2854.28 | 0 | 0 | 0 | 0 | 0 | 45711.72 | 0 | 0 | 0 | 0 | 0 | 45711.72
2022082306 | 3 | 0.55302 | 55302 | 0.05339 | 2776.28 | 0 | 0 | 1 | 5000 | 2776.28 | 0 | 0 | 0 | 0 | 0 | 47525.72 | 0 | 0 | 0 | 0 | 0 | 47525.72
2022082307 | 3 | 0.57936 | 57936 | 0.05182 | 2694.64 | 0 | 0 | 1 | 5000 | 2694.64 | 0 | 0 | 0 | 0 | 0 | 50241.36 | 0 | 0 | 0 | 0 | 0 | 50241.36
2022082308 | 3 | 0.59036 | 59036 | 0.05398 | 2806.96 | 0.01074 | 955.86 | 1 | 5000 | 2806.96 | 955.86 | 0 | 0 | 0 | 0 | 50273.18 | 0 | 0 | 0 | 0 | 0 | 50273.18
2022082309 | 3 | 0.59805 | 59805 | 0.04548 | 2364.96 | 0.12478 | 11105.42 | 1 | 5000 | 2364.96 | 11105.42 | 0 | 0 | 0 | 0 | 41334.62 | 0 | 0 | 0 | 0 | 0 | 41334.62
2022082310 | 3 | 0.6184 | 61840 | 0.04891 | 2543.32 | 0.26021 | 23158.69 | 1 | 5000 | 2543.32 | 23158.69 | 0 | 0 | 0 | 0 | 31137.99 | 0 | 0 | 0 | 0 | 0 | 31137.99
2022082311 | 3 | 0.64305 | 64305 | 0.0665 | 3458 | 0.33117 | 29474.13 | 1 | 5000 | 3458 | 29474.13 | 0 | 0 | 0 | 0 | 26372.87 | 0 | 0 | 0 | 0 | 0 | 26372.87
2022082312 | 3 | 0.66818 | 66818 | 0.07206 | 3747.12 | 0.38823 | 34552.47 | 1 | 5000 | 3747.12 | 34552.47 | 0 | 0 | 0 | 0 | 23518.41 | 0 | 0 | 0 | 0 | 0 | 23518.41
2022082313 | 3 | 0.69111 | 69111 | 0.06791 | 3531.32 | 0.46417 | 41311.13 | 1 | 5000 | 3531.32 | 41311.13 | 0 | 0 | 0 | 0 | 19268.55 | 0 | 0 | 0 | 0 | 0 | 19268.55
2022082314 | 3 | 0.71556 | 71556 | 0.06885 | 3580.2 | 0.49067 | 43669.63 | 1 | 5000 | 3580.2 | 43669.63 | 0 | 0 | 0 | 0 | 19306.17 | 0 | 0 | 0 | 0 | 0 | 19306.17
2022082315 | 3 | 0.73749 | 73749 | 0.07908 | 4112.16 | 0.49321 | 43895.69 | 1 | 5000 | 4112.16 | 43895.69 | 0 | 0 | 0 | 0 | 20741.15 | 0 | 0 | 0 | 0 | 0 | 20741.15
2022082316 | 3 | 0.7599 | 75990 | 0.08533 | 4437.16 | 0.50431 | 44883.59 | 1 | 5000 | 4437.16 | 44883.59 | 0 | 0 | 0 | 0 | 21669.25 | 0 | 0 | 0 | 0 | 0 | 21669.25
2022082317 | 3 | 0.78004 | 78004 | 0.10811 | 5621.72 | 0.51581 | 45907.09 | 1 | 5000 | 5621.72 | 45907.09 | 0 | 0 | 0 | 0 | 21475.19 | 0 | 0 | 0 | 0 | 0 | 21475.19
2022082318 | 3 | 0.7899 | 78990 | 0.1397 | 7264.4 | 0.45881 | 40834.09 | 1 | 5000 | 7264.4 | 40834.09 | 0 | 0 | 0 | 0 | 25891.51 | 0 | 0 | 0 | 0 | 0 | 25891.51
2022082319 | 3 | 0.77769 | 77769 | 0.17708 | 9208.16 | 0.35525 | 31617.25 | 1 | 5000 | 9208.16 | 31617.25 | 0 | 0 | 0 | 0 | 31943.59 | 0 | 0 | 0 | 0 | 0 | 31943.59
2022082320 | 3 | 0.75524 | 75524 | 0.16116 | 8380.32 | 0.10679 | 9504.31 | 1 | 5000 | 8380.32 | 9504.31 | 0 | 0 | 0 | 0 | 52639.37 | 0 | 0 | 0 | 0 | 0 | 52639.37
2022082321 | 3 | 0.73954 | 73954 | 0.13929 | 7243.08 | 0.00184 | 163.76 | 1 | 5000 | 7243.08 | 163.76 | 0 | 0 | 0 | 0 | 61547.16 | 0 | 0 | 0 | 0 | 0 | 61547.16
2022082322 | 3 | 0.71781 | 71781 | 0.13756 | 7153.12 | 0 | 0 | 1 | 5000 | 7153.12 | 0 | 0 | 0 | 0 | 0 | 59627.88 | 0 | 0 | 0 | 0 | 0 | 59627.88
2022082323 | 3 | 0.67865 | 67865 | 0.14426 | 7501.52 | 0 | 0 | 1 | 5000 | 7501.52 | 0 | 0 | 0 | 0 | 0 | 55363.48 | 0 | 0 | 0 | 0 | 0 | 55363.48
2022082324 | 3 | 0.63175 | 63175 | 0.13882 | 7218.64 | 0 | 0 | 1 | 5000 | 7218.64 | 0 | 0 | 0 | 0 | 0 | 50956.36 | 0 | 0 | 0 | 0 | 0 | 50956.36
2022082401 | 4 | 0.59625 | 59625 | 0.11684 | 6075.68 | 0 | 0 | 1 | 5000 | 6075.68 | 0 | 0 | 0 | 0 | 0 | 48549.32 | 0 | 0 | 0 | 0 | 0 | 48549.32
2022082402 | 4 | 0.57522 | 57522 | 0.10797 | 5614.44 | 0 | 0 | 1 | 5000 | 5614.44 | 0 | 0 | 0 | 0 | 0 | 46907.56 | 0 | 0 | 0 | 0 | 0 | 46907.56
2022082403 | 4 | 0.55994 | 55994 | 0.09535 | 4958.2 | 0 | 0 | 1 | 5000 | 4958.2 | 0 | 0 | 0 | 0 | 0 | 46035.8 | 0 | 0 | 0 | 0 | 0 | 46035.8
2022082404 | 4 | 0.55265 | 55265 | 0.08258 | 4294.16 | 0 | 0 | 1 | 5000 | 4294.16 | 0 | 0 | 0 | 0 | 0 | 45970.84 | 0 | 0 | 0 | 0 | 0 | 45970.84
2022082405 | 4 | 0.55108 | 55108 | 0.06878 | 3576.56 | 0 | 0 | 1 | 5000 | 3576.56 | 0 | 0 | 0 | 0 | 0 | 46531.44 | 0 | 0 | 0 | 0 | 0 | 46531.44
2022082406 | 4 | 0.56325 | 56325 | 0.05553 | 2887.56 | 0 | 0 | 1 | 5000 | 2887.56 | 0 | 0 | 0 | 0 | 0 | 48437.44 | 0 | 0 | 0 | 0 | 0 | 48437.44
2022082407 | 4 | 0.58888 | 58888 | 0.04769 | 2479.88 | 0 | 0 | 1 | 5000 | 2479.88 | 0 | 0 | 0 | 0 | 0 | 51408.12 | 0 | 0 | 0 | 0 | 0 | 51408.12
2022082408 | 4 | 0.59605 | 59605 | 0.03817 | 1984.84 | 0.02382 | 2119.98 | 1 | 5000 | 1984.84 | 2119.98 | 0 | 0 | 0 | 0 | 50500.18 | 0 | 0 | 0 | 0 | 0 | 50500.18
2022082409 | 4 | 0.60905 | 60905 | 0.02358 | 1226.16 | 0.22815 | 20305.35 | 1 | 5000 | 1226.16 | 20305.35 | 0 | 0 | 0 | 0 | 34373.49 | 0 | 0 | 0 | 0 | 0 | 34373.49
2022082410 | 4 | 0.63072 | 63072 | 0.01538 | 799.76 | 0.41958 | 37342.62 | 1 | 5000 | 799.76 | 37342.62 | 0 | 0 | 0 | 0 | 19929.62 | 0 | 0 | 0 | 0 | 0 | 19929.62
2022082411 | 4 | 0.65803 | 65803 | 0.02836 | 1474.72 | 0.49944 | 44450.16 | 1 | 5000 | 1474.72 | 44450.16 | 0 | 0 | 0 | 0 | 14878.12 | 0 | 0 | 0 | 0 | 0 | 14878.12
2022082412 | 4 | 0.6862 | 68620 | 0.03815 | 1983.8 | 0.57031 | 50757.59 | 1 | 5000 | 1983.8 | 50757.59 | 0 | 0 | 0 | 0 | 10878.61 | 0 | 0 | 0 | 0 | 0 | 10878.61
2022082413 | 4 | 0.71764 | 71764 | 0.03656 | 1901.12 | 0.57076 | 50797.64 | 1 | 5000 | 1901.12 | 50797.64 | 0 | 0 | 0 | 0 | 14065.24 | 0 | 0 | 0 | 0 | 0 | 14065.24
2022082414 | 4 | 0.74863 | 74863 | 0.04546 | 2363.92 | 0.56619 | 50390.91 | 1 | 5000 | 2363.92 | 50390.91 | 0 | 0 | 0 | 0 | 17108.17 | 0 | 0 | 0 | 0 | 0 | 17108.17
2022082415 | 4 | 0.76695 | 76695 | 0.06454 | 3356.08 | 0.57474 | 51151.86 | 1 | 5000 | 3356.08 | 51151.86 | 0 | 0 | 0 | 0 | 17187.06 | 0 | 0 | 0 | 0 | 0 | 17187.06
2022082416 | 4 | 0.77784 | 77784 | 0.10651 | 5538.52 | 0.55773 | 49637.97 | 1 | 5000 | 5538.52 | 49637.97 | 0 | 0 | 0 | 0 | 17607.51 | 0 | 0 | 0 | 0 | 0 | 17607.51
2022082417 | 4 | 0.78532 | 78532 | 0.13649 | 7097.48 | 0.44669 | 39755.41 | 1 | 5000 | 7097.48 | 39755.41 | 0 | 0 | 0 | 0 | 26679.11 | 0 | 0 | 0 | 0 | 0 | 26679.11
2022082418 | 4 | 0.78839 | 78839 | 0.14701 | 7644.52 | 0.42385 | 37722.65 | 1 | 5000 | 7644.52 | 37722.65 | 0 | 0 | 0 | 0 | 28471.83 | 0 | 0 | 0 | 0 | 0 | 28471.83
2022082419 | 4 | 0.77571 | 77571 | 0.16379 | 8517.08 | 0.30162 | 26844.18 | 1 | 5000 | 8517.08 | 26844.18 | 0 | 0 | 0 | 0 | 37209.74 | 0 | 0 | 0 | 0 | 0 | 37209.74
2022082420 | 4 | 0.75471 | 75471 | 0.17238 | 8963.76 | 0.09371 | 8340.19 | 1 | 5000 | 8963.76 | 8340.19 | 0 | 0 | 0 | 0 | 53167.05 | 0 | 0 | 0 | 0 | 0 | 53167.05
2022082421 | 4 | 0.74099 | 74099 | 0.16432 | 8544.64 | 0.01416 | 1260.24 | 1 | 5000 | 8544.64 | 1260.24 | 0 | 0 | 0 | 0 | 59294.12 | 0 | 0 | 0 | 0 | 0 | 59294.12
2022082422 | 4 | 0.71387 | 71387 | 0.15569 | 8095.88 | 0.01195 | 1063.55 | 1 | 5000 | 8095.88 | 1063.55 | 0 | 0 | 0 | 0 | 57227.57 | 0 | 0 | 0 | 0 | 0 | 57227.57
2022082423 | 4 | 0.66683 | 66683 | 0.13926 | 7241.52 | 0.00328 | 291.92 | 1 | 5000 | 7241.52 | 291.92 | 0 | 0 | 0 | 0 | 54149.56 | 0 | 0 | 0 | 0 | 0 | 54149.56
2022082424 | 4 | 0.61905 | 61905 | 0.11831 | 6152.12 | 0 | 0 | 1 | 5000 | 6152.12 | 0 | 0 | 0 | 0 | 0 | 50752.88 | 0 | 0 | 0 | 0 | 0 | 50752.88
2022082501 | 5 | 0.58243 | 58243 | 0.09759 | 5074.68 | 0 | 0 | 1 | 5000 | 5074.68 | 0 | 0 | 0 | 0 | 0 | 48168.32 | 0 | 0 | 0 | 0 | 0 | 48168.32
2022082502 | 5 | 0.55801 | 55801 | 0.08364 | 4349.28 | 0 | 0 | 1 | 5000 | 4349.28 | 0 | 0 | 0 | 0 | 0 | 46451.72 | 0 | 0 | 0 | 0 | 0 | 46451.72
2022082503 | 5 | 0.54239 | 54239 | 0.06654 | 3460.08 | 0 | 0 | 1 | 5000 | 3460.08 | 0 | 0 | 0 | 0 | 0 | 45778.92 | 0 | 0 | 0 | 0 | 0 | 45778.92
2022082504 | 5 | 0.53116 | 53116 | 0.05832 | 3032.64 | 0 | 0 | 1 | 5000 | 3032.64 | 0 | 0 | 0 | 0 | 0 | 45083.36 | 0 | 0 | 0 | 0 | 0 | 45083.36
2022082505 | 5 | 0.53126 | 53126 | 0.04684 | 2435.68 | 0 | 0 | 1 | 5000 | 2435.68 | 0 | 0 | 0 | 0 | 0 | 45690.32 | 0 | 0 | 0 | 0 | 0 | 45690.32
2022082506 | 5 | 0.54613 | 54613 | 0.0397 | 2064.4 | 0 | 0 | 1 | 5000 | 2064.4 | 0 | 0 | 0 | 0 | 0 | 47548.6 | 0 | 0 | 0 | 0 | 0 | 47548.6
2022082507 | 5 | 0.5742 | 57420 | 0.03676 | 1911.52 | 0 | 0 | 1 | 5000 | 1911.52 | 0 | 0 | 0 | 0 | 0 | 50508.48 | 0 | 0 | 0 | 0 | 0 | 50508.48
2022082508 | 5 | 0.5819 | 58190 | 0.03468 | 1803.36 | 0.03171 | 2822.19 | 1 | 5000 | 1803.36 | 2822.19 | 0 | 0 | 0 | 0 | 48564.45 | 0 | 0 | 0 | 0 | 0 | 48564.45
2022082509 | 5 | 0.60119 | 60119 | 0.02066 | 1074.32 | 0.27899 | 24830.11 | 1 | 5000 | 1074.32 | 24830.11 | 0 | 0 | 0 | 0 | 29214.57 | 0 | 0 | 0 | 0 | 0 | 29214.57
2022082510 | 5 | 0.63406 | 63406 | 0.01472 | 765.44 | 0.45322 | 40336.58 | 1 | 5000 | 765.44 | 40336.58 | 0 | 0 | 0 | 0 | 17303.98 | 0 | 0 | 0 | 0 | 0 | 17303.98
2022082511 | 5 | 0.67763 | 67763 | 0.02359 | 1226.68 | 0.5337 | 47499.3 | 1 | 5000 | 1226.68 | 47499.3 | 0 | 0 | 0 | 0 | 14037.02 | 0 | 0 | 0 | 0 | 0 | 14037.02
2022082512 | 5 | 0.71824 | 71824 | 0.02849 | 1481.48 | 0.56926 | 50664.14 | 1 | 5000 | 1481.48 | 50664.14 | 0 | 0 | 0 | 0 | 14678.38 | 0 | 0 | 0 | 0 | 0 | 14678.38
2022082513 | 5 | 0.75342 | 75342 | 0.02196 | 1141.92 | 0.57282 | 50980.98 | 1 | 5000 | 1141.92 | 50980.98 | 0 | 0 | 0 | 0 | 18219.1 | 0 | 0 | 0 | 0 | 0 | 18219.1
2022082514 | 5 | 0.78741 | 78741 | 0.02955 | 1536.6 | 0.57833 | 51471.37 | 1 | 5000 | 1536.6 | 51471.37 | 0 | 0 | 0 | 0 | 20733.03 | 0 | 0 | 0 | 0 | 0 | 20733.03
2022082515 | 5 | 0.81263 | 81263 | 0.06176 | 3211.52 | 0.57664 | 51320.96 | 1 | 5000 | 3211.52 | 51320.96 | 0 | 0 | 0 | 0 | 21730.52 | 0 | 0 | 0 | 0 | 0 | 21730.52
2022082516 | 5 | 0.83416 | 83416 | 0.08425 | 4381 | 0.5003 | 44526.7 | 1 | 5000 | 4381 | 44526.7 | 0 | 0 | 0 | 0 | 29508.3 | 0 | 0 | 0 | 0 | 0 | 29508.3
2022082517 | 5 | 0.84785 | 84785 | 0.0805 | 4186 | 0.50239 | 44712.71 | 1 | 5000 | 4186 | 44712.71 | 0 | 0 | 0 | 0 | 30886.29 | 0 | 0 | 0 | 0 | 0 | 30886.29
2022082518 | 5 | 0.84547 | 84547 | 0.06785 | 3528.2 | 0.49246 | 43828.94 | 1 | 5000 | 3528.2 | 43828.94 | 0 | 0 | 0 | 0 | 32189.86 | 0 | 0 | 0 | 0 | 0 | 32189.86
2022082519 | 5 | 0.82924 | 82924 | 0.06703 | 3485.56 | 0.39579 | 35225.31 | 1 | 5000 | 3485.56 | 35225.31 | 0 | 0 | 0 | 0 | 39213.13 | 0 | 0 | 0 | 0 | 0 | 39213.13
2022082520 | 5 | 0.79844 | 79844 | 0.07685 | 3996.2 | 0.13788 | 12271.32 | 1 | 5000 | 3996.2 | 12271.32 | 0 | 0 | 0 | 0 | 58576.48 | 0 | 0 | 0 | 0 | 0 | 58576.48
2022082521 | 5 | 0.77582 | 77582 | 0.08737 | 4543.24 | 0.0021 | 186.9 | 1 | 5000 | 4543.24 | 186.9 | 0 | 0 | 0 | 0 | 67851.86 | 0 | 0 | 0 | 0 | 0 | 67851.86
2022082522 | 5 | 0.74869 | 74869 | 0.10919 | 5677.88 | 0 | 0 | 1 | 5000 | 5677.88 | 0 | 0 | 0 | 0 | 0 | 64191.12 | 0 | 0 | 0 | 0 | 0 | 64191.12
2022082523 | 5 | 0.70232 | 70232 | 0.13267 | 6898.84 | 0 | 0 | 1 | 5000 | 6898.84 | 0 | 0 | 0 | 0 | 0 | 58333.16 | 0 | 0 | 0 | 0 | 0 | 58333.16
2022082524 | 5 | 0.6524 | 65240 | 0.1407 | 7316.4 | 0 | 0 | 1 | 5000 | 7316.4 | 0 | 0 | 0 | 0 | 0 | 52923.6 | 0 | 0 | 0 | 0 | 0 | 52923.6
2022082601 | 6 | 0.60918 | 60918 | 0.15169 | 7887.88 | 0 | 0 | 1 | 5000 | 7887.88 | 0 | 0 | 0 | 0 | 0 | 48030.12 | 0 | 0 | 0 | 0 | 0 | 48030.12
2022082602 | 6 | 0.58088 | 58088 | 0.15163 | 7884.76 | 0 | 0 | 1 | 5000 | 7884.76 | 0 | 0 | 0 | 0 | 0 | 45203.24 | 0 | 0 | 0 | 0 | 0 | 45203.24
2022082603 | 6 | 0.56296 | 56296 | 0.14743 | 7666.36 | 0 | 0 | 1 | 5000 | 7666.36 | 0 | 0 | 0 | 0 | 0 | 43629.64 | 0 | 0 | 0 | 0 | 0 | 43629.64
2022082604 | 6 | 0.54909 | 54909 | 0.12863 | 6688.76 | 0 | 0 | 1 | 5000 | 6688.76 | 0 | 0 | 0 | 0 | 0 | 43220.24 | 0 | 0 | 0 | 0 | 0 | 43220.24
2022082605 | 6 | 0.54546 | 54546 | 0.10741 | 5585.32 | 0 | 0 | 1 | 5000 | 5585.32 | 0 | 0 | 0 | 0 | 0 | 43960.68 | 0 | 0 | 0 | 0 | 0 | 43960.68
2022082606 | 6 | 0.55906 | 55906 | 0.09769 | 5079.88 | 0 | 0 | 1 | 5000 | 5079.88 | 0 | 0 | 0 | 0 | 0 | 45826.12 | 0 | 0 | 0 | 0 | 0 | 45826.12
2022082607 | 6 | 0.58498 | 58498 | 0.07908 | 4112.16 | 0 | 0 | 1 | 5000 | 4112.16 | 0 | 0 | 0 | 0 | 0 | 49385.84 | 0 | 0 | 0 | 0 | 0 | 49385.84
2022082608 | 6 | 0.59257 | 59257 | 0.06416 | 3336.32 | 0.03703 | 3295.67 | 1 | 5000 | 3336.32 | 3295.67 | 0 | 0 | 0 | 0 | 47625.01 | 0 | 0 | 0 | 0 | 0 | 47625.01
2022082609 | 6 | 0.61329 | 61329 | 0.03787 | 1969.24 | 0.3436 | 30580.4 | 1 | 5000 | 1969.24 | 30580.4 | 0 | 0 | 0 | 0 | 23779.36 | 0 | 0 | 0 | 0 | 0 | 23779.36
2022082610 | 6 | 0.655 | 65500 | 0.02209 | 1148.68 | 0.61307 | 54563.23 | 1 | 5000 | 1148.68 | 54563.23 | 0 | 0 | 0 | 0 | 4788.09 | 0 | 0 | 0 | 0 | 0 | 4788.09
2022082611 | 6 | 0.70126 | 70126 | 0.02633 | 1369.16 | 0.69405 | 61770.45 | 1 | 5000 | 1369.16 | 61770.45 | 0 | 0 | 0 | 0 | 1986.39 | 0 | 0 | 0 | 0 | 0 | 1986.39
2022082612 | 6 | 0.74735 | 74735 | 0.02418 | 1257.36 | 0.69865 | 62179.85 | 1 | 5000 | 1257.36 | 62179.85 | 0 | 0 | 0 | 0 | 6297.79 | 0 | 0 | 0 | 0 | 0 | 6297.79
2022082613 | 6 | 0.78858 | 78858 | 0.01962 | 1020.24 | 0.65646 | 58424.94 | 1 | 5000 | 1020.24 | 58424.94 | 0 | 0 | 0 | 0 | 14412.82 | 0 | 0 | 0 | 0 | 0 | 14412.82
2022082614 | 6 | 0.81956 | 81956 | 0.03044 | 1582.88 | 0.60953 | 54248.17 | 1 | 5000 | 1582.88 | 54248.17 | 0 | 0 | 0 | 0 | 21124.95 | 0 | 0 | 0 | 0 | 0 | 21124.95
2022082615 | 6 | 0.83969 | 83969 | 0.05678 | 2952.56 | 0.53159 | 47311.51 | 1 | 5000 | 2952.56 | 47311.51 | 0 | 0 | 0 | 0 | 28704.93 | 0 | 0 | 0 | 0 | 0 | 28704.93
2022082616 | 6 | 0.84855 | 84855 | 0.06305 | 3278.6 | 0.53304 | 47440.56 | 1 | 5000 | 3278.6 | 47440.56 | 0 | 0 | 0 | 0 | 29135.84 | 0 | 0 | 0 | 0 | 0 | 29135.84
2022082617 | 6 | 0.85572 | 85572 | 0.07578 | 3940.56 | 0.56823 | 50572.47 | 1 | 5000 | 3940.56 | 50572.47 | 0 | 0 | 0 | 0 | 26058.97 | 0 | 0 | 0 | 0 | 0 | 26058.97
2022082618 | 6 | 0.85168 | 85168 | 0.07697 | 4002.44 | 0.53611 | 47713.79 | 1 | 5000 | 4002.44 | 47713.79 | 0 | 0 | 0 | 0 | 28451.77 | 0 | 0 | 0 | 0 | 0 | 28451.77
2022082619 | 6 | 0.83014 | 83014 | 0.08678 | 4512.56 | 0.43043 | 38308.27 | 1 | 5000 | 4512.56 | 38308.27 | 0 | 0 | 0 | 0 | 35193.17 | 0 | 0 | 0 | 0 | 0 | 35193.17
2022082620 | 6 | 0.79676 | 79676 | 0.1122 | 5834.4 | 0.13023 | 11590.47 | 1 | 5000 | 5834.4 | 11590.47 | 0 | 0 | 0 | 0 | 57251.13 | 0 | 0 | 0 | 0 | 0 | 57251.13
2022082621 | 6 | 0.77212 | 77212 | 0.1509 | 7846.8 | 0.00265 | 235.85 | 1 | 5000 | 7846.8 | 235.85 | 0 | 0 | 0 | 0 | 64129.35 | 0 | 0 | 0 | 0 | 0 | 64129.35
2022082622 | 6 | 0.74261 | 74261 | 0.22308 | 11600.16 | 0 | 0 | 1 | 5000 | 11600.16 | 0 | 0 | 0 | 0 | 0 | 57660.84 | 0 | 0 | 0 | 0 | 0 | 57660.84
2022082623 | 6 | 0.70398 | 70398 | 0.29152 | 15159.04 | 0 | 0 | 1 | 5000 | 15159.04 | 0 | 0 | 0 | 0 | 0 | 50238.96 | 0 | 0 | 0 | 0 | 0 | 50238.96
2022082624 | 6 | 0.66422 | 66422 | 0.33839 | 17596.28 | 0 | 0 | 1 | 5000 | 17596.28 | 0 | 0 | 0 | 0 | 0 | 43825.72 | 0 | 0 | 0 | 0 | 0 | 43825.72
2022082701 | 7 | 0.62648 | 62648 | 0.3619 | 18818.8 | 0 | 0 | 1 | 5000 | 18818.8 | 0 | 0 | 0 | 0 | 0 | 38829.2 | 0 | 0 | 0 | 0 | 0 | 38829.2
2022082702 | 7 | 0.59585 | 59585 | 0.34596 | 17989.92 | 0 | 0 | 1 | 5000 | 17989.92 | 0 | 0 | 0 | 0 | 0 | 36595.08 | 0 | 0 | 0 | 0 | 0 | 36595.08
2022082703 | 7 | 0.57527 | 57527 | 0.34036 | 17698.72 | 0 | 0 | 1 | 5000 | 17698.72 | 0 | 0 | 0 | 0 | 0 | 34828.28 | 0 | 0 | 0 | 0 | 0 | 34828.28
2022082704 | 7 | 0.55895 | 55895 | 0.33245 | 17287.4 | 0 | 0 | 1 | 5000 | 17287.4 | 0 | 0 | 0 | 0 | 0 | 33607.6 | 0 | 0 | 0 | 0 | 0 | 33607.6
2022082705 | 7 | 0.54705 | 54705 | 0.29198 | 15182.96 | 0 | 0 | 1 | 5000 | 15182.96 | 0 | 0 | 0 | 0 | 0 | 34522.04 | 0 | 0 | 0 | 0 | 0 | 34522.04
2022082706 | 7 | 0.54587 | 54587 | 0.25949 | 13493.48 | 0 | 0 | 1 | 5000 | 13493.48 | 0 | 0 | 0 | 0 | 0 | 36093.52 | 0 | 0 | 0 | 0 | 0 | 36093.52
2022082707 | 7 | 0.54915 | 54915 | 0.25542 | 13281.84 | 0 | 0 | 1 | 5000 | 13281.84 | 0 | 0 | 0 | 0 | 0 | 36633.16 | 0 | 0 | 0 | 0 | 0 | 36633.16
2022082708 | 7 | 0.55432 | 55432 | 0.23363 | 12148.76 | 0.03637 | 3236.93 | 1 | 5000 | 12148.76 | 3236.93 | 0 | 0 | 0 | 0 | 35046.31 | 0 | 0 | 0 | 0 | 0 | 35046.31
2022082709 | 7 | 0.58846 | 58846 | 0.17085 | 8884.2 | 0.34396 | 30612.44 | 1 | 5000 | 8884.2 | 30612.44 | 0 | 0 | 0 | 0 | 14349.36 | 0 | 0 | 0 | 0 | 0 | 14349.36
2022082710 | 7 | 0.63842 | 63842 | 0.14477 | 7528.04 | 0.612 | 54468 | 1 | 5000 | 7528.04 | 51313.96 | 0 | 0 | 3154.04 | 3154.04 | 0 | 2680.934 | 0 | 0 | 0 | 2680.934 | 0
2022082711 | 7 | 0.69256 | 69256 | 0.1714 | 8912.8 | 0.7272 | 64720.8 | 1 | 5000 | 8912.8 | 55343.2 | 0 | 0 | 9377.6 | 9377.6 | 0 | 10651.894 | 0 | 0 | 0 | 7970.96 | 0
2022082712 | 7 | 0.74082 | 74082 | 0.17606 | 9155.12 | 0.74362 | 66182.18 | 1 | 5000 | 9155.12 | 59926.88 | 0 | 0 | 6255.3 | 6255.3 | 0 | 15968.899 | 0 | 0 | 0 | 5317.005 | 0
2022082713 | 7 | 0.78116 | 78116 | 0.1763 | 9167.6 | 0.74567 | 66364.63 | 1 | 5000 | 9167.6 | 63948.4 | 0 | 0 | 2416.23 | 2416.23 | 0 | 18022.6945 | 0 | 0 | 0 | 2053.7955 | 0
2022082714 | 7 | 0.81306 | 81306 | 0.19138 | 9951.76 | 0.74223 | 66058.47 | 1 | 5000 | 9951.76 | 66058.47 | 0 | 0 | 0 | 0 | 295.77 | 17726.9245 | 295.77 | 0 | 0 | 0 | 0
2022082715 | 7 | 0.83548 | 83548 | 0.19521 | 10150.92 | 0.68911 | 61330.79 | 1 | 5000 | 10150.92 | 61330.79 | 0 | 0 | 0 | 0 | 7066.29 | 10660.6345 | 7066.29 | 0 | 0 | 0 | 0
2022082716 | 7 | 0.84997 | 84997 | 0.20958 | 10898.16 | 0.65561 | 58349.29 | 1 | 5000 | 10898.16 | 58349.29 | 0 | 0 | 0 | 0 | 10749.55 | 0 | 10660.6345 | 0 | 0 | 0 | 88.9155
2022082717 | 7 | 0.86027 | 86027 | 0.22886 | 11900.72 | 0.64428 | 57340.92 | 1 | 5000 | 11900.72 | 57340.92 | 0 | 0 | 0 | 0 | 11785.36 | 0 | 0 | 0 | 0 | 0 | 11785.36
2022082718 | 7 | 0.86549 | 86549 | 0.26249 | 13649.48 | 0.63211 | 56257.79 | 1 | 5000 | 13649.48 | 56257.79 | 0 | 0 | 0 | 0 | 11641.73 | 0 | 0 | 0 | 0 | 0 | 11641.73
2022082719 | 7 | 0.84818 | 84818 | 0.31215 | 16231.8 | 0.49936 | 44443.04 | 1 | 5000 | 16231.8 | 44443.04 | 0 | 0 | 0 | 0 | 19143.16 | 0 | 0 | 0 | 0 | 0 | 19143.16
2022082720 | 7 | 0.81359 | 81359 | 0.31777 | 16524.04 | 0.14071 | 12523.19 | 1 | 5000 | 16524.04 | 12523.19 | 0 | 0 | 0 | 0 | 47311.77 | 0 | 0 | 0 | 0 | 0 | 47311.77
2022082721 | 7 | 0.78706 | 78706 | 0.34423 | 17899.96 | 0.0006 | 53.4 | 1 | 5000 | 17899.96 | 53.4 | 0 | 0 | 0 | 0 | 55752.64 | 0 | 0 | 0 | 0 | 0 | 55752.64
2022082722 | 7 | 0.75771 | 75771 | 0.39487 | 20533.24 | 0 | 0 | 1 | 5000 | 20533.24 | 0 | 0 | 0 | 0 | 0 | 50237.76 | 0 | 0 | 0 | 0 | 0 | 50237.76
2022082723 | 7 | 0.72025 | 72025 | 0.4343 | 22583.6 | 0 | 0 | 1 | 5000 | 22583.6 | 0 | 0 | 0 | 0 | 0 | 44441.4 | 0 | 0 | 0 | 0 | 0 | 44441.4
2022082724 | 7 | 0.68177 | 68177 | 0.48321 | 25126.92 | 0 | 0 | 1 | 5000 | 25126.92 | 0 | 0 | 0 | 0 | 0 | 38050.08 | 0 | 0 | 0 | 0 | 0 | 38050.08
2022082801 | 1 | 0.64461 | 64461 | 0.48461 | 25199.72 | 0 | 0 | 1 | 5000 | 25199.72 | 0 | 0 | 0 | 0 | 0 | 34261.28 | 0 | 0 | 0 | 0 | 0 | 34261.28
2022082802 | 1 | 0.61514 | 61514 | 0.50231 | 26120.12 | 0 | 0 | 1 | 5000 | 26120.12 | 0 | 0 | 0 | 0 | 0 | 30393.88 | 0 | 0 | 0 | 0 | 0 | 30393.88
2022082803 | 1 | 0.59358 | 59358 | 0.51094 | 26568.88 | 0 | 0 | 1 | 5000 | 26568.88 | 0 | 0 | 0 | 0 | 0 | 27789.12 | 0 | 0 | 0 | 0 | 0 | 27789.12
2022082804 | 1 | 0.57496 | 57496 | 0.48307 | 25119.64 | 0 | 0 | 1 | 5000 | 25119.64 | 0 | 0 | 0 | 0 | 0 | 27376.36 | 0 | 0 | 0 | 0 | 0 | 27376.36
2022082805 | 1 | 0.56177 | 56177 | 0.43294 | 22512.88 | 0 | 0 | 1 | 5000 | 22512.88 | 0 | 0 | 0 | 0 | 0 | 28664.12 | 0 | 0 | 0 | 0 | 0 | 28664.12
2022082806 | 1 | 0.55646 | 55646 | 0.40255 | 20932.6 | 0 | 0 | 1 | 5000 | 20932.6 | 0 | 0 | 0 | 0 | 0 | 29713.4 | 0 | 0 | 0 | 0 | 0 | 29713.4
2022082807 | 1 | 0.55596 | 55596 | 0.39579 | 20581.08 | 0 | 0 | 1 | 5000 | 20581.08 | 0 | 0 | 0 | 0 | 0 | 30014.92 | 0 | 0 | 0 | 0 | 0 | 30014.92
2022082808 | 1 | 0.55867 | 55867 | 0.39274 | 20422.48 | 0.04705 | 4187.45 | 1 | 5000 | 20422.48 | 4187.45 | 0 | 0 | 0 | 0 | 26257.07 | 0 | 0 | 0 | 0 | 0 | 26257.07
2022082809 | 1 | 0.59446 | 59446 | 0.34354 | 17864.08 | 0.40848 | 36354.72 | 1 | 5000 | 17864.08 | 36354.72 | 0 | 0 | 0 | 0 | 227.2 | 0 | 0 | 0 | 0 | 0 | 227.2
2022082810 | 1 | 0.65038 | 65038 | 0.34626 | 18005.52 | 0.68917 | 61336.13 | 1 | 5000 | 18005.52 | 42032.48 | 0 | 0 | 19303.65 | 19303.65 | 0 | 16408.1025 | 0 | 0 | 0 | 16408.1025 | 0
2022082811 | 1 | 0.70297 | 70297 | 0.30056 | 15629.12 | 0.76329 | 67932.81 | 1 | 5000 | 15629.12 | 49667.88 | 0 | 0 | 18264.93 | 18264.93 | 0 | 31933.293 | 0 | 0 | 0 | 15525.1905 | 0
2022082812 | 1 | 0.7532 | 75320 | 0.23827 | 12390.04 | 0.78705 | 70047.45 | 1 | 5000 | 12390.04 | 57929.96 | 0 | 0 | 12117.49 | 12117.49 | 0 | 42233.1595 | 0 | 0 | 0 | 10299.8665 | 0
2022082813 | 1 | 0.79943 | 79943 | 0.21922 | 11399.44 | 0.78015 | 69433.35 | 1 | 5000 | 11399.44 | 63543.56 | 0 | 0 | 5889.79 | 5889.79 | 0 | 47239.481 | 0 | 0 | 0 | 5006.3215 | 0
2022082814 | 1 | 0.83739 | 83739 | 0.20616 | 10720.32 | 0.75003 | 66752.67 | 1 | 5000 | 10720.32 | 66752.67 | 0 | 0 | 0 | 0 | 1266.01 | 45973.471 | 1266.01 | 0 | 0 | 0 | 0
2022082815 | 1 | 0.8648 | 86480 | 0.20435 | 10626.2 | 0.72002 | 64081.78 | 1 | 5000 | 10626.2 | 64081.78 | 0 | 0 | 0 | 0 | 6772.02 | 39201.451 | 6772.02 | 0 | 0 | 0 | 0
2022082816 | 1 | 0.88112 | 88112 | 0.2192 | 11398.4 | 0.67637 | 60196.93 | 1 | 5000 | 11398.4 | 60196.93 | 0 | 0 | 0 | 0 | 11516.67 | 27684.781 | 11516.67 | 0 | 0 | 0 | 0
2022082817 | 1 | 0.88903 | 88903 | 0.25587 | 13305.24 | 0.51349 | 45700.61 | 1 | 5000 | 13305.24 | 45700.61 | 0 | 0 | 0 | 0 | 24897.15 | 2787.631 | 24897.15 | 0 | 0 | 0 | 0
2022082818 | 1 | 0.89105 | 89105 | 0.32177 | 16732.04 | 0.47273 | 42072.97 | 1 | 5000 | 16732.04 | 42072.97 | 0 | 0 | 0 | 0 | 25299.99 | 0 | 2787.631 | 0 | 0 | 0 | 22512.359
2022082819 | 1 | 0.87383 | 87383 | 0.43819 | 22785.88 | 0.38125 | 33931.25 | 1 | 5000 | 22785.88 | 33931.25 | 0 | 0 | 0 | 0 | 25665.87 | 0 | 0 | 0 | 0 | 0 | 25665.87
2022082820 | 1 | 0.84347 | 84347 | 0.49224 | 25596.48 | 0.11039 | 9824.71 | 1 | 5000 | 25596.48 | 9824.71 | 0 | 0 | 0 | 0 | 43925.81 | 0 | 0 | 0 | 0 | 0 | 43925.81
2022082821 | 1 | 0.81994 | 81994 | 0.4499 | 23394.8 | 0.00119 | 105.91 | 1 | 5000 | 23394.8 | 105.91 | 0 | 0 | 0 | 0 | 53493.29 | 0 | 0 | 0 | 0 | 0 | 53493.29
2022082822 | 1 | 0.78855 | 78855 | 0.4762 | 24762.4 | 0 | 0 | 1 | 5000 | 24762.4 | 0 | 0 | 0 | 0 | 0 | 49092.6 | 0 | 0 | 0 | 0 | 0 | 49092.6
2022082823 | 1 | 0.73773 | 73773 | 0.45515 | 23667.8 | 0 | 0 | 1 | 5000 | 23667.8 | 0 | 0 | 0 | 0 | 0 | 45105.2 | 0 | 0 | 0 | 0 | 0 | 45105.2
2022082824 | 1 | 0.68537 | 68537 | 0.40684 | 21155.68 | 0 | 0 | 1 | 5000 | 21155.68 | 0 | 0 | 0 | 0 | 0 | 42381.32 | 0 | 0 | 0 | 0 | 0 | 42381.32
2022082901 | 2 | 0.63824 | 63824 | 0.38642 | 20093.84 | 0 | 0 | 1 | 5000 | 20093.84 | 0 | 0 | 0 | 0 | 0 | 38730.16 | 0 | 0 | 0 | 0 | 0 | 38730.16
2022082902 | 2 | 0.60795 | 60795 | 0.34466 | 17922.32 | 0 | 0 | 1 | 5000 | 17922.32 | 0 | 0 | 0 | 0 | 0 | 37872.68 | 0 | 0 | 0 | 0 | 0 | 37872.68
2022082903 | 2 | 0.58959 | 58959 | 0.31155 | 16200.6 | 0 | 0 | 1 | 5000 | 16200.6 | 0 | 0 | 0 | 0 | 0 | 37758.4 | 0 | 0 | 0 | 0 | 0 | 37758.4
2022082904 | 2 | 0.57968 | 57968 | 0.28077 | 14600.04 | 0 | 0 | 1 | 5000 | 14600.04 | 0 | 0 | 0 | 0 | 0 | 38367.96 | 0 | 0 | 0 | 0 | 0 | 38367.96
2022082905 | 2 | 0.57905 | 57905 | 0.2645 | 13754 | 0 | 0 | 1 | 5000 | 13754 | 0 | 0 | 0 | 0 | 0 | 39151 | 0 | 0 | 0 | 0 | 0 | 39151
2022082906 | 2 | 0.59123 | 59123 | 0.24279 | 12625.08 | 0 | 0 | 1 | 5000 | 12625.08 | 0 | 0 | 0 | 0 | 0 | 41497.92 | 0 | 0 | 0 | 0 | 0 | 41497.92
2022082907 | 2 | 0.62079 | 62079 | 0.24997 | 12998.44 | 0 | 0 | 1 | 5000 | 12998.44 | 0 | 0 | 0 | 0 | 0 | 44080.56 | 0 | 0 | 0 | 0 | 0 | 44080.56
2022082908 | 2 | 0.62636 | 62636 | 0.24085 | 12524.2 | 0.03155 | 2807.95 | 1 | 5000 | 12524.2 | 2807.95 | 0 | 0 | 0 | 0 | 42303.85 | 0 | 0 | 0 | 0 | 0 | 42303.85
2022082909 | 2 | 0.63956 | 63956 | 0.20965 | 10901.8 | 0.29236 | 26020.04 | 1 | 5000 | 10901.8 | 26020.04 | 0 | 0 | 0 | 0 | 22034.16 | 0 | 0 | 0 | 0 | 0 | 22034.16
2022082910 | 2 | 0.67283 | 67283 | 0.23321 | 12126.92 | 0.52996 | 47166.44 | 1 | 5000 | 12126.92 | 47166.44 | 0 | 0 | 0 | 0 | 2989.64 | 0 | 0 | 0 | 0 | 0 | 2989.64
2022082911 | 2 | 0.71928 | 71928 | 0.22733 | 11821.16 | 0.64482 | 57388.98 | 1 | 5000 | 11821.16 | 55106.84 | 0 | 0 | 2282.14 | 2282.14 | 0 | 1939.819 | 0 | 0 | 0 | 1939.819 | 0
2022082912 | 2 | 0.75663 | 75663 | 0.1941 | 10093.2 | 0.68394 | 60870.66 | 1 | 5000 | 10093.2 | 60569.8 | 0 | 0 | 300.86 | 300.86 | 0 | 2195.55 | 0 | 0 | 0 | 255.731 | 0
2022082913 | 2 | 0.79723 | 79723 | 0.17104 | 8894.08 | 0.69225 | 61610.25 | 1 | 5000 | 8894.08 | 61610.25 | 0 | 0 | 0 | 0 | 4218.67 | 0 | 2195.55 | 0 | 0 | 0 | 2023.12
2022082914 | 2 | 0.83025 | 83025 | 0.17188 | 8937.76 | 0.65346 | 58157.94 | 1 | 5000 | 8937.76 | 58157.94 | 0 | 0 | 0 | 0 | 10929.3 | 0 | 0 | 0 | 0 | 0 | 10929.3
2022082915 | 2 | 0.84895 | 84895 | 0.19402 | 10089.04 | 0.62458 | 55587.62 | 1 | 5000 | 10089.04 | 55587.62 | 0 | 0 | 0 | 0 | 14218.34 | 0 | 0 | 0 | 0 | 0 | 14218.34
2022082916 | 2 | 0.85719 | 85719 | 0.22702 | 11805.04 | 0.57552 | 51221.28 | 1 | 5000 | 11805.04 | 51221.28 | 0 | 0 | 0 | 0 | 17692.68 | 0 | 0 | 0 | 0 | 0 | 17692.68
2022082917 | 2 | 0.86067 | 86067 | 0.28186 | 14656.72 | 0.51655 | 45972.95 | 1 | 5000 | 14656.72 | 45972.95 | 0 | 0 | 0 | 0 | 20437.33 | 0 | 0 | 0 | 0 | 0 | 20437.33
2022082918 | 2 | 0.85455 | 85455 | 0.3059 | 15906.8 | 0.42485 | 37811.65 | 1 | 5000 | 15906.8 | 37811.65 | 0 | 0 | 0 | 0 | 26736.55 | 0 | 0 | 0 | 0 | 0 | 26736.55
2022082919 | 2 | 0.83469 | 83469 | 0.3257 | 16936.4 | 0.21087 | 18767.43 | 1 | 5000 | 16936.4 | 18767.43 | 0 | 0 | 0 | 0 | 42765.17 | 0 | 0 | 0 | 0 | 0 | 42765.17
2022082920 | 2 | 0.80424 | 80424 | 0.33506 | 17423.12 | 0.04412 | 3926.68 | 1 | 5000 | 17423.12 | 3926.68 | 0 | 0 | 0 | 0 | 54074.2 | 0 | 0 | 0 | 0 | 0 | 54074.2
2022082921 | 2 | 0.78156 | 78156 | 0.37018 | 19249.36 | 0.00072 | 64.08 | 1 | 5000 | 19249.36 | 64.08 | 0 | 0 | 0 | 0 | 53842.56 | 0 | 0 | 0 | 0 | 0 | 53842.56
2022082922 | 2 | 0.7451 | 74510 | 0.42137 | 21911.24 | 0 | 0 | 1 | 5000 | 21911.24 | 0 | 0 | 0 | 0 | 0 | 47598.76 | 0 | 0 | 0 | 0 | 0 | 47598.76
2022082923 | 2 | 0.68943 | 68943 | 0.45034 | 23417.68 | 0 | 0 | 1 | 5000 | 23417.68 | 0 | 0 | 0 | 0 | 0 | 40525.32 | 0 | 0 | 0 | 0 | 0 | 40525.32
2022082924 | 2 | 0.6391 | 63910 | 0.36746 | 19107.92 | 0 | 0 | 1 | 5000 | 19107.92 | 0 | 0 | 0 | 0 | 0 | 39802.08 | 0 | 0 | 0 | 0 | 0 | 39802.08
2022083001 | 3 | 0.60409 | 60409 | 0.28652 | 14899.04 | 0 | 0 | 1 | 5000 | 14899.04 | 0 | 0 | 0 | 0 | 0 | 40509.96 | 0 | 0 | 0 | 0 | 0 | 40509.96
2022083002 | 3 | 0.57919 | 57919 | 0.21648 | 11256.96 | 0 | 0 | 1 | 5000 | 11256.96 | 0 | 0 | 0 | 0 | 0 | 41662.04 | 0 | 0 | 0 | 0 | 0 | 41662.04
2022083003 | 3 | 0.56631 | 56631 | 0.17922 | 9319.44 | 0 | 0 | 1 | 5000 | 9319.44 | 0 | 0 | 0 | 0 | 0 | 42311.56 | 0 | 0 | 0 | 0 | 0 | 42311.56
2022083004 | 3 | 0.56077 | 56077 | 0.15737 | 8183.24 | 0 | 0 | 1 | 5000 | 8183.24 | 0 | 0 | 0 | 0 | 0 | 42893.76 | 0 | 0 | 0 | 0 | 0 | 42893.76
2022083005 | 3 | 0.56214 | 56214 | 0.13628 | 7086.56 | 0 | 0 | 1 | 5000 | 7086.56 | 0 | 0 | 0 | 0 | 0 | 44127.44 | 0 | 0 | 0 | 0 | 0 | 44127.44
2022083006 | 3 | 0.58016 | 58016 | 0.12235 | 6362.2 | 0 | 0 | 1 | 5000 | 6362.2 | 0 | 0 | 0 | 0 | 0 | 46653.8 | 0 | 0 | 0 | 0 | 0 | 46653.8
2022083007 | 3 | 0.61029 | 61029 | 0.11158 | 5802.16 | 0 | 0 | 1 | 5000 | 5802.16 | 0 | 0 | 0 | 0 | 0 | 50226.84 | 0 | 0 | 0 | 0 | 0 | 50226.84
2022083008 | 3 | 0.61648 | 61648 | 0.13121 | 6822.92 | 0.00852 | 758.28 | 1 | 5000 | 6822.92 | 758.28 | 0 | 0 | 0 | 0 | 49066.8 | 0 | 0 | 0 | 0 | 0 | 49066.8
2022083009 | 3 | 0.63012 | 63012 | 0.1256 | 6531.2 | 0.1314 | 11694.6 | 1 | 5000 | 6531.2 | 11694.6 | 0 | 0 | 0 | 0 | 39786.2 | 0 | 0 | 0 | 0 | 0 | 39786.2
2022083010 | 3 | 0.65495 | 65495 | 0.12694 | 6600.88 | 0.32352 | 28793.28 | 1 | 5000 | 6600.88 | 28793.28 | 0 | 0 | 0 | 0 | 25100.84 | 0 | 0 | 0 | 0 | 0 | 25100.84
2022083011 | 3 | 0.68551 | 68551 | 0.13138 | 6831.76 | 0.36139 | 32163.71 | 1 | 5000 | 6831.76 | 32163.71 | 0 | 0 | 0 | 0 | 24555.53 | 0 | 0 | 0 | 0 | 0 | 24555.53
2022083012 | 3 | 0.71061 | 71061 | 0.11956 | 6217.12 | 0.41949 | 37334.61 | 1 | 5000 | 6217.12 | 37334.61 | 0 | 0 | 0 | 0 | 22509.27 | 0 | 0 | 0 | 0 | 0 | 22509.27
2022083013 | 3 | 0.72939 | 72939 | 0.11477 | 5968.04 | 0.4396 | 39124.4 | 1 | 5000 | 5968.04 | 39124.4 | 0 | 0 | 0 | 0 | 22846.56 | 0 | 0 | 0 | 0 | 0 | 22846.56
2022083014 | 3 | 0.74732 | 74732 | 0.1204 | 6260.8 | 0.45379 | 40387.31 | 1 | 5000 | 6260.8 | 40387.31 | 0 | 0 | 0 | 0 | 23083.89 | 0 | 0 | 0 | 0 | 0 | 23083.89
2022083015 | 3 | 0.75295 | 75295 | 0.1213 | 6307.6 | 0.42665 | 37971.85 | 1 | 5000 | 6307.6 | 37971.85 | 0 | 0 | 0 | 0 | 26015.55 | 0 | 0 | 0 | 0 | 0 | 26015.55
2022083016 | 3 | 0.75163 | 75163 | 0.1455 | 7566 | 0.40941 | 36437.49 | 1 | 5000 | 7566 | 36437.49 | 0 | 0 | 0 | 0 | 26159.51 | 0 | 0 | 0 | 0 | 0 | 26159.51
2022083017 | 3 | 0.7459 | 74590 | 0.18068 | 9395.36 | 0.317 | 28213 | 1 | 5000 | 9395.36 | 28213 | 0 | 0 | 0 | 0 | 31981.64 | 0 | 0 | 0 | 0 | 0 | 31981.64
2022083018 | 3 | 0.73014 | 73014 | 0.16524 | 8592.48 | 0.23441 | 20862.49 | 1 | 5000 | 8592.48 | 20862.49 | 0 | 0 | 0 | 0 | 38559.03 | 0 | 0 | 0 | 0 | 0 | 38559.03
2022083019 | 3 | 0.70962 | 70962 | 0.15447 | 8032.44 | 0.13901 | 12371.89 | 1 | 5000 | 8032.44 | 12371.89 | 0 | 0 | 0 | 0 | 45557.67 | 0 | 0 | 0 | 0 | 0 | 45557.67
2022083020 | 3 | 0.69365 | 69365 | 0.12353 | 6423.56 | 0.04596 | 4090.44 | 1 | 5000 | 6423.56 | 4090.44 | 0 | 0 | 0 | 0 | 53851 | 0 | 0 | 0 | 0 | 0 | 53851
2022083021 | 3 | 0.69296 | 69296 | 0.10814 | 5623.28 | 0.00146 | 129.94 | 1 | 5000 | 5623.28 | 129.94 | 0 | 0 | 0 | 0 | 58542.78 | 0 | 0 | 0 | 0 | 0 | 58542.78
2022083022 | 3 | 0.67244 | 67244 | 0.08749 | 4549.48 | 0 | 0 | 1 | 5000 | 4549.48 | 0 | 0 | 0 | 0 | 0 | 57694.52 | 0 | 0 | 0 | 0 | 0 | 57694.52
2022083023 | 3 | 0.63671 | 63671 | 0.07858 | 4086.16 | 0 | 0 | 1 | 5000 | 4086.16 | 0 | 0 | 0 | 0 | 0 | 54584.84 | 0 | 0 | 0 | 0 | 0 | 54584.84
2022083024 | 3 | 0.59907 | 59907 | 0.07102 | 3693.04 | 0 | 0 | 1 | 5000 | 3693.04 | 0 | 0 | 0 | 0 | 0 | 51213.96 | 0 | 0 | 0 | 0 | 0 | 51213.96
2022083101 | 4 | 0.56972 | 56972 | 0.06357 | 3305.64 | 0 | 0 | 1 | 5000 | 3305.64 | 0 | 0 | 0 | 0 | 0 | 48666.36 | 0 | 0 | 0 | 0 | 0 | 48666.36
2022083102 | 4 | 0.54844 | 54844 | 0.0511 | 2657.2 | 0 | 0 | 1 | 5000 | 2657.2 | 0 | 0 | 0 | 0 | 0 | 47186.8 | 0 | 0 | 0 | 0 | 0 | 47186.8
2022083103 | 4 | 0.53587 | 53587 | 0.04904 | 2550.08 | 0 | 0 | 1 | 5000 | 2550.08 | 0 | 0 | 0 | 0 | 0 | 46036.92 | 0 | 0 | 0 | 0 | 0 | 46036.92
2022083104 | 4 | 0.52864 | 52864 | 0.04043 | 2102.36 | 0 | 0 | 1 | 5000 | 2102.36 | 0 | 0 | 0 | 0 | 0 | 45761.64 | 0 | 0 | 0 | 0 | 0 | 45761.64
2022083105 | 4 | 0.5332 | 53320 | 0.03022 | 1571.44 | 0 | 0 | 1 | 5000 | 1571.44 | 0 | 0 | 0 | 0 | 0 | 46748.56 | 0 | 0 | 0 | 0 | 0 | 46748.56
2022083106 | 4 | 0.55128 | 55128 | 0.02705 | 1406.6 | 0 | 0 | 1 | 5000 | 1406.6 | 0 | 0 | 0 | 0 | 0 | 48721.4 | 0 | 0 | 0 | 0 | 0 | 48721.4
2022083107 | 4 | 0.58132 | 58132 | 0.02933 | 1525.16 | 0 | 0 | 1 | 5000 | 1525.16 | 0 | 0 | 0 | 0 | 0 | 51606.84 | 0 | 0 | 0 | 0 | 0 | 51606.84
2022083108 | 4 | 0.5885 | 58850 | 0.03718 | 1933.36 | 0.01794 | 1596.66 | 1 | 5000 | 1933.36 | 1596.66 | 0 | 0 | 0 | 0 | 50319.98 | 0 | 0 | 0 | 0 | 0 | 50319.98
2022083109 | 4 | 0.604 | 60400 | 0.0358 | 1861.6 | 0.13787 | 12270.43 | 1 | 5000 | 1861.6 | 12270.43 | 0 | 0 | 0 | 0 | 41267.97 | 0 | 0 | 0 | 0 | 0 | 41267.97
2022083110 | 4 | 0.63492 | 63492 | 0.03122 | 1623.44 | 0.243 | 21627 | 1 | 5000 | 1623.44 | 21627 | 0 | 0 | 0 | 0 | 35241.56 | 0 | 0 | 0 | 0 | 0 | 35241.56
2022083111 | 4 | 0.67475 | 67475 | 0.0481 | 2501.2 | 0.31005 | 27594.45 | 1 | 5000 | 2501.2 | 27594.45 | 0 | 0 | 0 | 0 | 32379.35 | 0 | 0 | 0 | 0 | 0 | 32379.35
2022083112 | 4 | 0.71638 | 71638 | 0.07097 | 3690.44 | 0.35103 | 31241.67 | 1 | 5000 | 3690.44 | 31241.67 | 0 | 0 | 0 | 0 | 31705.89 | 0 | 0 | 0 | 0 | 0 | 31705.89
2022083113 | 4 | 0.75107 | 75107 | 0.08334 | 4333.68 | 0.38365 | 34144.85 | 1 | 5000 | 4333.68 | 34144.85 | 0 | 0 | 0 | 0 | 31628.47 | 0 | 0 | 0 | 0 | 0 | 31628.47
2022083114 | 4 | 0.78252 | 78252 | 0.10575 | 5499 | 0.40452 | 36002.28 | 1 | 5000 | 5499 | 36002.28 | 0 | 0 | 0 | 0 | 31750.72 | 0 | 0 | 0 | 0 | 0 | 31750.72
2022083115 | 4 | 0.80244 | 80244 | 0.08644 | 4494.88 | 0.43334 | 38567.26 | 1 | 5000 | 4494.88 | 38567.26 | 0 | 0 | 0 | 0 | 32181.86 | 0 | 0 | 0 | 0 | 0 | 32181.86
2022083116 | 4 | 0.80779 | 80779 | 0.10249 | 5329.48 | 0.3928 | 34959.2 | 1 | 5000 | 5329.48 | 34959.2 | 0 | 0 | 0 | 0 | 35490.32 | 0 | 0 | 0 | 0 | 0 | 35490.32
2022083117 | 4 | 0.79852 | 79852 | 0.11447 | 5952.44 | 0.30433 | 27085.37 | 1 | 5000 | 5952.44 | 27085.37 | 0 | 0 | 0 | 0 | 41814.19 | 0 | 0 | 0 | 0 | 0 | 41814.19
2022083118 | 4 | 0.783 | 78300 | 0.13116 | 6820.32 | 0.19836 | 17654.04 | 1 | 5000 | 6820.32 | 17654.04 | 0 | 0 | 0 | 0 | 48825.64 | 0 | 0 | 0 | 0 | 0 | 48825.64
2022083119 | 4 | 0.76059 | 76059 | 0.13439 | 6988.28 | 0.12331 | 10974.59 | 1 | 5000 | 6988.28 | 10974.59 | 0 | 0 | 0 | 0 | 53096.13 | 0 | 0 | 0 | 0 | 0 | 53096.13
2022083120 | 4 | 0.73867 | 73867 | 0.11386 | 5920.72 | 0.02825 | 2514.25 | 1 | 5000 | 5920.72 | 2514.25 | 0 | 0 | 0 | 0 | 60432.03 | 0 | 0 | 0 | 0 | 0 | 60432.03
2022083121 | 4 | 0.72489 | 72489 | 0.09351 | 4862.52 | 6e-05 | 5.34 | 1 | 5000 | 4862.52 | 5.34 | 0 | 0 | 0 | 0 | 62621.14 | 0 | 0 | 0 | 0 | 0 | 62621.14
2022083122 | 4 | 0.69549 | 69549 | 0.08958 | 4658.16 | 0 | 0 | 1 | 5000 | 4658.16 | 0 | 0 | 0 | 0 | 0 | 59890.84 | 0 | 0 | 0 | 0 | 0 | 59890.84
2022083123 | 4 | 0.65145 | 65145 | 0.0857 | 4456.4 | 0 | 0 | 1 | 5000 | 4456.4 | 0 | 0 | 0 | 0 | 0 | 55688.6 | 0 | 0 | 0 | 0 | 0 | 55688.6
2022083124 | 4 | 0.60617 | 60617 | 0.09177 | 4772.04 | 0 | 0 | 1 | 5000 | 4772.04 | 0 | 0 | 0 | 0 | 0 | 50844.96 | 0 | 0 | 0 | 0 | 0 | 50844.96
2022090101 | 5 | 0.57241 | 57241 | 0.10358 | 5386.16 | 0 | 0 | 1 | 5000 | 5386.16 | 0 | 0 | 0 | 0 | 0 | 46854.84 | 0 | 0 | 0 | 0 | 0 | 46854.84
2022090102 | 5 | 0.54933 | 54933 | 0.08552 | 4447.04 | 0 | 0 | 1 | 5000 | 4447.04 | 0 | 0 | 0 | 0 | 0 | 45485.96 | 0 | 0 | 0 | 0 | 0 | 45485.96
2022090103 | 5 | 0.53219 | 53219 | 0.06626 | 3445.52 | 0 | 0 | 1 | 5000 | 3445.52 | 0 | 0 | 0 | 0 | 0 | 44773.48 | 0 | 0 | 0 | 0 | 0 | 44773.48
2022090104 | 5 | 0.52351 | 52351 | 0.04325 | 2249 | 0 | 0 | 1 | 5000 | 2249 | 0 | 0 | 0 | 0 | 0 | 45102 | 0 | 0 | 0 | 0 | 0 | 45102
2022090105 | 5 | 0.5242 | 52420 | 0.02252 | 1171.04 | 0 | 0 | 1 | 5000 | 1171.04 | 0 | 0 | 0 | 0 | 0 | 46248.96 | 0 | 0 | 0 | 0 | 0 | 46248.96
2022090106 | 5 | 0.53788 | 53788 | 0.01499 | 779.48 | 0 | 0 | 1 | 5000 | 779.48 | 0 | 0 | 0 | 0 | 0 | 48008.52 | 0 | 0 | 0 | 0 | 0 | 48008.52
2022090107 | 5 | 0.56602 | 56602 | 0.01833 | 953.16 | 0 | 0 | 1 | 5000 | 953.16 | 0 | 0 | 0 | 0 | 0 | 50648.84 | 0 | 0 | 0 | 0 | 0 | 50648.84
2022090108 | 5 | 0.57728 | 57728 | 0.0195 | 1014 | 0.02064 | 1836.96 | 1 | 5000 | 1014 | 1836.96 | 0 | 0 | 0 | 0 | 49877.04 | 0 | 0 | 0 | 0 | 0 | 49877.04
2022090109 | 5 | 0.5971 | 59710 | 0.0204 | 1060.8 | 0.12866 | 11450.74 | 1 | 5000 | 1060.8 | 11450.74 | 0 | 0 | 0 | 0 | 42198.46 | 0 | 0 | 0 | 0 | 0 | 42198.46
2022090110 | 5 | 0.63031 | 63031 | 0.02983 | 1551.16 | 0.24889 | 22151.21 | 1 | 5000 | 1551.16 | 22151.21 | 0 | 0 | 0 | 0 | 34328.63 | 0 | 0 | 0 | 0 | 0 | 34328.63
2022090111 | 5 | 0.67294 | 67294 | 0.03913 | 2034.76 | 0.32349 | 28790.61 | 1 | 5000 | 2034.76 | 28790.61 | 0 | 0 | 0 | 0 | 31468.63 | 0 | 0 | 0 | 0 | 0 | 31468.63
2022090112 | 5 | 0.71319 | 71319 | 0.06256 | 3253.12 | 0.36737 | 32695.93 | 1 | 5000 | 3253.12 | 32695.93 | 0 | 0 | 0 | 0 | 30369.95 | 0 | 0 | 0 | 0 | 0 | 30369.95
2022090113 | 5 | 0.74338 | 74338 | 0.09083 | 4723.16 | 0.39577 | 35223.53 | 1 | 5000 | 4723.16 | 35223.53 | 0 | 0 | 0 | 0 | 29391.31 | 0 | 0 | 0 | 0 | 0 | 29391.31
2022090114 | 5 | 0.77074 | 77074 | 0.09746 | 5067.92 | 0.39828 | 35446.92 | 1 | 5000 | 5067.92 | 35446.92 | 0 | 0 | 0 | 0 | 31559.16 | 0 | 0 | 0 | 0 | 0 | 31559.16
2022090115 | 5 | 0.7759 | 77590 | 0.10174 | 5290.48 | 0.38288 | 34076.32 | 1 | 5000 | 5290.48 | 34076.32 | 0 | 0 | 0 | 0 | 33223.2 | 0 | 0 | 0 | 0 | 0 | 33223.2
2022090116 | 5 | 0.7634 | 76340 | 0.11976 | 6227.52 | 0.33414 | 29738.46 | 1 | 5000 | 6227.52 | 29738.46 | 0 | 0 | 0 | 0 | 35374.02 | 0 | 0 | 0 | 0 | 0 | 35374.02
2022090117 | 5 | 0.75448 | 75448 | 0.14717 | 7652.84 | 0.30917 | 27516.13 | 1 | 5000 | 7652.84 | 27516.13 | 0 | 0 | 0 | 0 | 35279.03 | 0 | 0 | 0 | 0 | 0 | 35279.03
2022090118 | 5 | 0.7534 | 75340 | 0.16741 | 8705.32 | 0.23315 | 20750.35 | 1 | 5000 | 8705.32 | 20750.35 | 0 | 0 | 0 | 0 | 40884.33 | 0 | 0 | 0 | 0 | 0 | 40884.33
2022090119 | 5 | 0.7405 | 74050 | 0.15774 | 8202.48 | 0.13824 | 12303.36 | 1 | 5000 | 8202.48 | 12303.36 | 0 | 0 | 0 | 0 | 48544.16 | 0 | 0 | 0 | 0 | 0 | 48544.16
2022090120 | 5 | 0.72442 | 72442 | 0.15244 | 7926.88 | 0.0233 | 2073.7 | 1 | 5000 | 7926.88 | 2073.7 | 0 | 0 | 0 | 0 | 57441.42 | 0 | 0 | 0 | 0 | 0 | 57441.42
2022090121 | 5 | 0.71592 | 71592 | 0.16176 | 8411.52 | 0.00048 | 42.72 | 1 | 5000 | 8411.52 | 42.72 | 0 | 0 | 0 | 0 | 58137.76 | 0 | 0 | 0 | 0 | 0 | 58137.76
2022090122 | 5 | 0.68905 | 68905 | 0.18873 | 9813.96 | 8e-05 | 7.12 | 1 | 5000 | 9813.96 | 7.12 | 0 | 0 | 0 | 0 | 54083.92 | 0 | 0 | 0 | 0 | 0 | 54083.92
2022090123 | 5 | 0.64728 | 64728 | 0.17946 | 9331.92 | 8e-05 | 7.12 | 1 | 5000 | 9331.92 | 7.12 | 0 | 0 | 0 | 0 | 50388.96 | 0 | 0 | 0 | 0 | 0 | 50388.96
2022090124 | 5 | 0.60415 | 60415 | 0.17254 | 8972.08 | 9e-05 | 8.01 | 1 | 5000 | 8972.08 | 8.01 | 0 | 0 | 0 | 0 | 46434.91 | 0 | 0 | 0 | 0 | 0 | 46434.91
2022090201 | 6 | 0.57071 | 57071 | 0.16681 | 8674.12 | 9e-05 | 8.01 | 1 | 5000 | 8674.12 | 8.01 | 0 | 0 | 0 | 0 | 43388.87 | 0 | 0 | 0 | 0 | 0 | 43388.87
2022090202 | 6 | 0.54444 | 54444 | 0.17587 | 9145.24 | 0 | 0 | 1 | 5000 | 9145.24 | 0 | 0 | 0 | 0 | 0 | 40298.76 | 0 | 0 | 0 | 0 | 0 | 40298.76
2022090203 | 6 | 0.52792 | 52792 | 0.17452 | 9075.04 | 0 | 0 | 1 | 5000 | 9075.04 | 0 | 0 | 0 | 0 | 0 | 38716.96 | 0 | 0 | 0 | 0 | 0 | 38716.96
2022090204 | 6 | 0.51906 | 51906 | 0.16978 | 8828.56 | 0 | 0 | 1 | 5000 | 8828.56 | 0 | 0 | 0 | 0 | 0 | 38077.44 | 0 | 0 | 0 | 0 | 0 | 38077.44
2022090205 | 6 | 0.51925 | 51925 | 0.16124 | 8384.48 | 0 | 0 | 1 | 5000 | 8384.48 | 0 | 0 | 0 | 0 | 0 | 38540.52 | 0 | 0 | 0 | 0 | 0 | 38540.52
2022090206 | 6 | 0.53804 | 53804 | 0.1463 | 7607.6 | 0 | 0 | 1 | 5000 | 7607.6 | 0 | 0 | 0 | 0 | 0 | 41196.4 | 0 | 0 | 0 | 0 | 0 | 41196.4
2022090207 | 6 | 0.5632 | 56320 | 0.13905 | 7230.6 | 0 | 0 | 1 | 5000 | 7230.6 | 0 | 0 | 0 | 0 | 0 | 44089.4 | 0 | 0 | 0 | 0 | 0 | 44089.4
2022090208 | 6 | 0.57257 | 57257 | 0.1259 | 6546.8 | 0.01622 | 1443.58 | 1 | 5000 | 6546.8 | 1443.58 | 0 | 0 | 0 | 0 | 44266.62 | 0 | 0 | 0 | 0 | 0 | 44266.62
2022090209 | 6 | 0.58875 | 58875 | 0.08938 | 4647.76 | 0.15928 | 14175.92 | 1 | 5000 | 4647.76 | 14175.92 | 0 | 0 | 0 | 0 | 35051.32 | 0 | 0 | 0 | 0 | 0 | 35051.32
2022090210 | 6 | 0.61998 | 61998 | 0.05943 | 3090.36 | 0.30083 | 26773.87 | 1 | 5000 | 3090.36 | 26773.87 | 0 | 0 | 0 | 0 | 27133.77 | 0 | 0 | 0 | 0 | 0 | 27133.77
2022090211 | 6 | 0.65695 | 65695 | 0.06947 | 3612.44 | 0.37473 | 33350.97 | 1 | 5000 | 3612.44 | 33350.97 | 0 | 0 | 0 | 0 | 23731.59 | 0 | 0 | 0 | 0 | 0 | 23731.59
2022090212 | 6 | 0.69186 | 69186 | 0.08276 | 4303.52 | 0.47101 | 41919.89 | 1 | 5000 | 4303.52 | 41919.89 | 0 | 0 | 0 | 0 | 17962.59 | 0 | 0 | 0 | 0 | 0 | 17962.59
2022090213 | 6 | 0.72565 | 72565 | 0.07727 | 4018.04 | 0.57175 | 50885.75 | 1 | 5000 | 4018.04 | 50885.75 | 0 | 0 | 0 | 0 | 12661.21 | 0 | 0 | 0 | 0 | 0 | 12661.21
2022090214 | 6 | 0.75444 | 75444 | 0.08517 | 4428.84 | 0.57236 | 50940.04 | 1 | 5000 | 4428.84 | 50940.04 | 0 | 0 | 0 | 0 | 15075.12 | 0 | 0 | 0 | 0 | 0 | 15075.12
2022090215 | 6 | 0.7686 | 76860 | 0.08849 | 4601.48 | 0.51958 | 46242.62 | 1 | 5000 | 4601.48 | 46242.62 | 0 | 0 | 0 | 0 | 21015.9 | 0 | 0 | 0 | 0 | 0 | 21015.9
2022090216 | 6 | 0.76711 | 76711 | 0.09722 | 5055.44 | 0.41499 | 36934.11 | 1 | 5000 | 5055.44 | 36934.11 | 0 | 0 | 0 | 0 | 29721.45 | 0 | 0 | 0 | 0 | 0 | 29721.45
2022090217 | 6 | 0.76537 | 76537 | 0.13116 | 6820.32 | 0.37047 | 32971.83 | 1 | 5000 | 6820.32 | 32971.83 | 0 | 0 | 0 | 0 | 31744.85 | 0 | 0 | 0 | 0 | 0 | 31744.85
2022090218 | 6 | 0.7639 | 76390 | 0.17024 | 8852.48 | 0.36006 | 32045.34 | 1 | 5000 | 8852.48 | 32045.34 | 0 | 0 | 0 | 0 | 30492.18 | 0 | 0 | 0 | 0 | 0 | 30492.18
2022090219 | 6 | 0.74753 | 74753 | 0.20518 | 10669.36 | 0.22193 | 19751.77 | 1 | 5000 | 10669.36 | 19751.77 | 0 | 0 | 0 | 0 | 39331.87 | 0 | 0 | 0 | 0 | 0 | 39331.87
2022090220 | 6 | 0.72287 | 72287 | 0.20117 | 10460.84 | 0.04235 | 3769.15 | 1 | 5000 | 10460.84 | 3769.15 | 0 | 0 | 0 | 0 | 53057.01 | 0 | 0 | 0 | 0 | 0 | 53057.01
2022090221 | 6 | 0.70564 | 70564 | 0.19437 | 10107.24 | 0.0004 | 35.6 | 1 | 5000 | 10107.24 | 35.6 | 0 | 0 | 0 | 0 | 55421.16 | 0 | 0 | 0 | 0 | 0 | 55421.16
2022090222 | 6 | 0.67963 | 67963 | 0.2039 | 10602.8 | 0 | 0 | 1 | 5000 | 10602.8 | 0 | 0 | 0 | 0 | 0 | 52360.2 | 0 | 0 | 0 | 0 | 0 | 52360.2
2022090223 | 6 | 0.64757 | 64757 | 0.20709 | 10768.68 | 0 | 0 | 1 | 5000 | 10768.68 | 0 | 0 | 0 | 0 | 0 | 48988.32 | 0 | 0 | 0 | 0 | 0 | 48988.32
2022090224 | 6 | 0.61072 | 61072 | 0.21486 | 11172.72 | 0 | 0 | 1 | 5000 | 11172.72 | 0 | 0 | 0 | 0 | 0 | 44899.28 | 0 | 0 | 0 | 0 | 0 | 44899.28
2022090301 | 7 | 0.57815 | 57815 | 0.17861 | 9287.72 | 0 | 0 | 1 | 5000 | 9287.72 | 0 | 0 | 0 | 0 | 0 | 43527.28 | 0 | 0 | 0 | 0 | 0 | 43527.28
2022090302 | 7 | 0.55395 | 55395 | 0.13891 | 7223.32 | 0 | 0 | 1 | 5000 | 7223.32 | 0 | 0 | 0 | 0 | 0 | 43171.68 | 0 | 0 | 0 | 0 | 0 | 43171.68
2022090303 | 7 | 0.53501 | 53501 | 0.12485 | 6492.2 | 0 | 0 | 1 | 5000 | 6492.2 | 0 | 0 | 0 | 0 | 0 | 42008.8 | 0 | 0 | 0 | 0 | 0 | 42008.8
2022090304 | 7 | 0.52344 | 52344 | 0.09762 | 5076.24 | 0 | 0 | 1 | 5000 | 5076.24 | 0 | 0 | 0 | 0 | 0 | 42267.76 | 0 | 0 | 0 | 0 | 0 | 42267.76
2022090305 | 7 | 0.51869 | 51869 | 0.06795 | 3533.4 | 0 | 0 | 1 | 5000 | 3533.4 | 0 | 0 | 0 | 0 | 0 | 43335.6 | 0 | 0 | 0 | 0 | 0 | 43335.6
2022090306 | 7 | 0.51648 | 51648 | 0.05843 | 3038.36 | 0 | 0 | 1 | 5000 | 3038.36 | 0 | 0 | 0 | 0 | 0 | 43609.64 | 0 | 0 | 0 | 0 | 0 | 43609.64
2022090307 | 7 | 0.52061 | 52061 | 0.0597 | 3104.4 | 0 | 0 | 1 | 5000 | 3104.4 | 0 | 0 | 0 | 0 | 0 | 43956.6 | 0 | 0 | 0 | 0 | 0 | 43956.6
2022090308 | 7 | 0.52644 | 52644 | 0.05546 | 2883.92 | 0.01921 | 1709.69 | 1 | 5000 | 2883.92 | 1709.69 | 0 | 0 | 0 | 0 | 43050.39 | 0 | 0 | 0 | 0 | 0 | 43050.39
2022090309 | 7 | 0.55653 | 55653 | 0.0629 | 3270.8 | 0.19244 | 17127.16 | 1 | 5000 | 3270.8 | 17127.16 | 0 | 0 | 0 | 0 | 30255.04 | 0 | 0 | 0 | 0 | 0 | 30255.04
2022090310 | 7 | 0.59524 | 59524 | 0.04876 | 2535.52 | 0.39507 | 35161.23 | 1 | 5000 | 2535.52 | 35161.23 | 0 | 0 | 0 | 0 | 16827.25 | 0 | 0 | 0 | 0 | 0 | 16827.25
2022090311 | 7 | 0.64232 | 64232 | 0.0542 | 2818.4 | 0.5099 | 45381.1 | 1 | 5000 | 2818.4 | 45381.1 | 0 | 0 | 0 | 0 | 11032.5 | 0 | 0 | 0 | 0 | 0 | 11032.5
2022090312 | 7 | 0.68624 | 68624 | 0.05826 | 3029.52 | 0.63373 | 56401.97 | 1 | 5000 | 3029.52 | 56401.97 | 0 | 0 | 0 | 0 | 4192.51 | 0 | 0 | 0 | 0 | 0 | 4192.51
2022090313 | 7 | 0.71966 | 71966 | 0.06148 | 3196.96 | 0.63094 | 56153.66 | 1 | 5000 | 3196.96 | 56153.66 | 0 | 0 | 0 | 0 | 7615.38 | 0 | 0 | 0 | 0 | 0 | 7615.38
2022090314 | 7 | 0.74486 | 74486 | 0.07975 | 4147 | 0.62519 | 55641.91 | 1 | 5000 | 4147 | 55641.91 | 0 | 0 | 0 | 0 | 9697.09 | 0 | 0 | 0 | 0 | 0 | 9697.09
2022090315 | 7 | 0.75481 | 75481 | 0.09757 | 5073.64 | 0.59751 | 53178.39 | 1 | 5000 | 5073.64 | 53178.39 | 0 | 0 | 0 | 0 | 12228.97 | 0 | 0 | 0 | 0 | 0 | 12228.97
2022090316 | 7 | 0.75721 | 75721 | 0.10724 | 5576.48 | 0.5546 | 49359.4 | 1 | 5000 | 5576.48 | 49359.4 | 0 | 0 | 0 | 0 | 15785.12 | 0 | 0 | 0 | 0 | 0 | 15785.12
2022090317 | 7 | 0.75072 | 75072 | 0.11309 | 5880.68 | 0.50095 | 44584.55 | 1 | 5000 | 5880.68 | 44584.55 | 0 | 0 | 0 | 0 | 19606.77 | 0 | 0 | 0 | 0 | 0 | 19606.77
2022090318 | 7 | 0.72873 | 72873 | 0.1199 | 6234.8 | 0.41002 | 36491.78 | 1 | 5000 | 6234.8 | 36491.78 | 0 | 0 | 0 | 0 | 25146.42 | 0 | 0 | 0 | 0 | 0 | 25146.42
2022090319 | 7 | 0.69989 | 69989 | 0.11827 | 6150.04 | 0.26288 | 23396.32 | 1 | 5000 | 6150.04 | 23396.32 | 0 | 0 | 0 | 0 | 35442.64 | 0 | 0 | 0 | 0 | 0 | 35442.64
2022090320 | 7 | 0.67787 | 67787 | 0.08251 | 4290.52 | 0.06515 | 5798.35 | 1 | 5000 | 4290.52 | 5798.35 | 0 | 0 | 0 | 0 | 52698.13 | 0 | 0 | 0 | 0 | 0 | 52698.13
2022090321 | 7 | 0.6617 | 66170 | 0.07366 | 3830.32 | 0.00014 | 12.46 | 1 | 5000 | 3830.32 | 12.46 | 0 | 0 | 0 | 0 | 57327.22 | 0 | 0 | 0 | 0 | 0 | 57327.22
2022090322 | 7 | 0.63938 | 63938 | 0.09239 | 4804.28 | 0 | 0 | 1 | 5000 | 4804.28 | 0 | 0 | 0 | 0 | 0 | 54133.72 | 0 | 0 | 0 | 0 | 0 | 54133.72
2022090323 | 7 | 0.6097 | 60970 | 0.10117 | 5260.84 | 0 | 0 | 1 | 5000 | 5260.84 | 0 | 0 | 0 | 0 | 0 | 50709.16 | 0 | 0 | 0 | 0 | 0 | 50709.16
2022090324 | 7 | 0.57712 | 57712 | 0.09756 | 5073.12 | 0 | 0 | 1 | 5000 | 5073.12 | 0 | 0 | 0 | 0 | 0 | 47638.88 | 0 | 0 | 0 | 0 | 0 | 47638.88
2022090401 | 1 | 0.54685 | 54685 | 0.10442 | 5429.84 | 0 | 0 | 1 | 5000 | 5429.84 | 0 | 0 | 0 | 0 | 0 | 44255.16 | 0 | 0 | 0 | 0 | 0 | 44255.16
2022090402 | 1 | 0.52442 | 52442 | 0.11682 | 6074.64 | 0 | 0 | 1 | 5000 | 6074.64 | 0 | 0 | 0 | 0 | 0 | 41367.36 | 0 | 0 | 0 | 0 | 0 | 41367.36
2022090403 | 1 | 0.50641 | 50641 | 0.13725 | 7137 | 0 | 0 | 1 | 5000 | 7137 | 0 | 0 | 0 | 0 | 0 | 38504 | 0 | 0 | 0 | 0 | 0 | 38504
2022090404 | 1 | 0.49385 | 49385 | 0.1222 | 6354.4 | 0 | 0 | 1 | 5000 | 6354.4 | 0 | 0 | 0 | 0 | 0 | 38030.6 | 0 | 0 | 0 | 0 | 0 | 38030.6
2022090405 | 1 | 0.487 | 48700 | 0.09141 | 4753.32 | 0 | 0 | 1 | 5000 | 4753.32 | 0 | 0 | 0 | 0 | 0 | 38946.68 | 0 | 0 | 0 | 0 | 0 | 38946.68
2022090406 | 1 | 0.48655 | 48655 | 0.0833 | 4331.6 | 0 | 0 | 1 | 5000 | 4331.6 | 0 | 0 | 0 | 0 | 0 | 39323.4 | 0 | 0 | 0 | 0 | 0 | 39323.4
2022090407 | 1 | 0.48841 | 48841 | 0.08424 | 4380.48 | 0 | 0 | 1 | 5000 | 4380.48 | 0 | 0 | 0 | 0 | 0 | 39460.52 | 0 | 0 | 0 | 0 | 0 | 39460.52
2022090408 | 1 | 0.49187 | 49187 | 0.08099 | 4211.48 | 0.02452 | 2182.28 | 1 | 5000 | 4211.48 | 2182.28 | 0 | 0 | 0 | 0 | 37793.24 | 0 | 0 | 0 | 0 | 0 | 37793.24
2022090409 | 1 | 0.51427 | 51427 | 0.05799 | 3015.48 | 0.30457 | 27106.73 | 1 | 5000 | 3015.48 | 27106.73 | 0 | 0 | 0 | 0 | 16304.79 | 0 | 0 | 0 | 0 | 0 | 16304.79
2022090410 | 1 | 0.5509 | 55090 | 0.02739 | 1424.28 | 0.57071 | 50793.19 | 1 | 5000 | 1424.28 | 48665.72 | 0 | 0 | 2127.47 | 2127.47 | 0 | 1808.3495 | 0 | 0 | 0 | 1808.3495 | 0
2022090411 | 1 | 0.58917 | 58917 | 0.0168 | 873.6 | 0.64973 | 57825.97 | 1 | 5000 | 873.6 | 53043.4 | 0 | 0 | 4782.57 | 4782.57 | 0 | 5873.534 | 0 | 0 | 0 | 4065.1845 | 0
2022090412 | 1 | 0.62912 | 62912 | 0.01583 | 823.16 | 0.67847 | 60383.83 | 1 | 5000 | 823.16 | 57088.84 | 0 | 0 | 3294.99 | 3294.99 | 0 | 8674.2755 | 0 | 0 | 0 | 2800.7415 | 0
2022090413 | 1 | 0.67096 | 67096 | 0.02619 | 1361.88 | 0.64468 | 57376.52 | 1 | 5000 | 1361.88 | 57376.52 | 0 | 0 | 0 | 0 | 3357.6 | 5316.6755 | 3357.6 | 0 | 0 | 0 | 0
2022090414 | 1 | 0.70287 | 70287 | 0.03361 | 1747.72 | 0.62627 | 55738.03 | 1 | 5000 | 1747.72 | 55738.03 | 0 | 0 | 0 | 0 | 7801.25 | 0 | 5316.6755 | 0 | 0 | 0 | 2484.5745
2022090415 | 1 | 0.71687 | 71687 | 0.03736 | 1942.72 | 0.5974 | 53168.6 | 1 | 5000 | 1942.72 | 53168.6 | 0 | 0 | 0 | 0 | 11575.68 | 0 | 0 | 0 | 0 | 0 | 11575.68
2022090416 | 1 | 0.69652 | 69652 | 0.062 | 3224 | 0.59058 | 52561.62 | 1 | 5000 | 3224 | 52561.62 | 0 | 0 | 0 | 0 | 8866.38 | 0 | 0 | 0 | 0 | 0 | 8866.38
2022090417 | 1 | 0.68182 | 68182 | 0.07816 | 4064.32 | 0.52055 | 46328.95 | 1 | 5000 | 4064.32 | 46328.95 | 0 | 0 | 0 | 0 | 12788.73 | 0 | 0 | 0 | 0 | 0 | 12788.73
2022090418 | 1 | 0.6727 | 67270 | 0.11215 | 5831.8 | 0.47481 | 42258.09 | 1 | 5000 | 5831.8 | 42258.09 | 0 | 0 | 0 | 0 | 14180.11 | 0 | 0 | 0 | 0 | 0 | 14180.11
2022090419 | 1 | 0.65652 | 65652 | 0.15639 | 8132.28 | 0.34551 | 30750.39 | 1 | 5000 | 8132.28 | 30750.39 | 0 | 0 | 0 | 0 | 21769.33 | 0 | 0 | 0 | 0 | 0 | 21769.33
2022090420 | 1 | 0.64251 | 64251 | 0.16682 | 8674.64 | 0.08824 | 7853.36 | 1 | 5000 | 8674.64 | 7853.36 | 0 | 0 | 0 | 0 | 42723 | 0 | 0 | 0 | 0 | 0 | 42723
2022090421 | 1 | 0.63194 | 63194 | 0.18213 | 9470.76 | 0.00031 | 27.59 | 1 | 5000 | 9470.76 | 27.59 | 0 | 0 | 0 | 0 | 48695.65 | 0 | 0 | 0 | 0 | 0 | 48695.65
2022090422 | 1 | 0.61047 | 61047 | 0.16667 | 8666.84 | 0 | 0 | 1 | 5000 | 8666.84 | 0 | 0 | 0 | 0 | 0 | 47380.16 | 0 | 0 | 0 | 0 | 0 | 47380.16
2022090423 | 1 | 0.58326 | 58326 | 0.18074 | 9398.48 | 0 | 0 | 1 | 5000 | 9398.48 | 0 | 0 | 0 | 0 | 0 | 43927.52 | 0 | 0 | 0 | 0 | 0 | 43927.52
2022090424 | 1 | 0.55194 | 55194 | 0.22706 | 11807.12 | 0 | 0 | 1 | 5000 | 11807.12 | 0 | 0 | 0 | 0 | 0 | 38386.88 | 0 | 0 | 0 | 0 | 0 | 38386.88
2022090501 | 2 | 0.52357 | 52357 | 0.2541 | 13213.2 | 0 | 0 | 1 | 5000 | 13213.2 | 0 | 0 | 0 | 0 | 0 | 34143.8 | 0 | 0 | 0 | 0 | 0 | 34143.8
2022090502 | 2 | 0.50117 | 50117 | 0.24512 | 12746.24 | 0 | 0 | 1 | 5000 | 12746.24 | 0 | 0 | 0 | 0 | 0 | 32370.76 | 0 | 0 | 0 | 0 | 0 | 32370.76
2022090503 | 2 | 0.48515 | 48515 | 0.23799 | 12375.48 | 0 | 0 | 1 | 5000 | 12375.48 | 0 | 0 | 0 | 0 | 0 | 31139.52 | 0 | 0 | 0 | 0 | 0 | 31139.52
2022090504 | 2 | 0.47564 | 47564 | 0.22438 | 11667.76 | 0 | 0 | 1 | 5000 | 11667.76 | 0 | 0 | 0 | 0 | 0 | 30896.24 | 0 | 0 | 0 | 0 | 0 | 30896.24
2022090505 | 2 | 0.47364 | 47364 | 0.20465 | 10641.8 | 0 | 0 | 1 | 5000 | 10641.8 | 0 | 0 | 0 | 0 | 0 | 31722.2 | 0 | 0 | 0 | 0 | 0 | 31722.2
2022090506 | 2 | 0.48005 | 48005 | 0.18578 | 9660.56 | 0 | 0 | 1 | 5000 | 9660.56 | 0 | 0 | 0 | 0 | 0 | 33344.44 | 0 | 0 | 0 | 0 | 0 | 33344.44
2022090507 | 2 | 0.48285 | 48285 | 0.16475 | 8567 | 0 | 0 | 1 | 5000 | 8567 | 0 | 0 | 0 | 0 | 0 | 34718 | 0 | 0 | 0 | 0 | 0 | 34718
2022090508 | 2 | 0.48286 | 48286 | 0.13589 | 7066.28 | 0.02346 | 2087.94 | 1 | 5000 | 7066.28 | 2087.94 | 0 | 0 | 0 | 0 | 34131.78 | 0 | 0 | 0 | 0 | 0 | 34131.78
2022090509 | 2 | 0.50327 | 50327 | 0.10549 | 5485.48 | 0.30458 | 27107.62 | 1 | 5000 | 5485.48 | 27107.62 | 0 | 0 | 0 | 0 | 12733.9 | 0 | 0 | 0 | 0 | 0 | 12733.9
2022090510 | 2 | 0.54072 | 54072 | 0.05155 | 2680.6 | 0.58302 | 51888.78 | 1 | 5000 | 2680.6 | 46391.4 | 0 | 0 | 5497.38 | 5497.38 | 0 | 4672.773 | 0 | 0 | 0 | 4672.773 | 0
2022090511 | 2 | 0.58345 | 58345 | 0.05124 | 2664.48 | 0.67375 | 59963.75 | 1 | 5000 | 2664.48 | 50680.52 | 0 | 0 | 9283.23 | 9283.23 | 0 | 12563.5185 | 0 | 0 | 0 | 7890.7455 | 0
2022090512 | 2 | 0.62773 | 62773 | 0.04522 | 2351.44 | 0.7007 | 62362.3 | 1 | 5000 | 2351.44 | 55421.56 | 0 | 0 | 6940.74 | 6940.74 | 0 | 18463.1475 | 0 | 0 | 0 | 5899.629 | 0
2022090513 | 2 | 0.67348 | 67348 | 0.03538 | 1839.76 | 0.7011 | 62397.9 | 1 | 5000 | 1839.76 | 60508.24 | 0 | 0 | 1889.66 | 1889.66 | 0 | 20069.3585 | 0 | 0 | 0 | 1606.211 | 0
2022090514 | 2 | 0.71446 | 71446 | 0.03622 | 1883.44 | 0.70092 | 62381.88 | 1 | 5000 | 1883.44 | 62381.88 | 0 | 0 | 0 | 0 | 2180.68 | 17888.6785 | 2180.68 | 0 | 0 | 0 | 0
2022090515 | 2 | 0.74785 | 74785 | 0.04235 | 2202.2 | 0.67485 | 60061.65 | 1 | 5000 | 2202.2 | 60061.65 | 0 | 0 | 0 | 0 | 7521.15 | 10367.5285 | 7521.15 | 0 | 0 | 0 | 0
2022090516 | 2 | 0.77185 | 77185 | 0.07319 | 3805.88 | 0.64458 | 57367.62 | 1 | 5000 | 3805.88 | 57367.62 | 0 | 0 | 0 | 0 | 11011.5 | 0 | 10367.5285 | 0 | 0 | 0 | 643.9715
2022090517 | 2 | 0.7863 | 78630 | 0.1091 | 5673.2 | 0.56929 | 50666.81 | 1 | 5000 | 5673.2 | 50666.81 | 0 | 0 | 0 | 0 | 17289.99 | 0 | 0 | 0 | 0 | 0 | 17289.99
2022090518 | 2 | 0.78764 | 78764 | 0.12083 | 6283.16 | 0.56247 | 50059.83 | 1 | 5000 | 6283.16 | 50059.83 | 0 | 0 | 0 | 0 | 17421.01 | 0 | 0 | 0 | 0 | 0 | 17421.01
2022090519 | 2 | 0.77215 | 77215 | 0.14097 | 7330.44 | 0.40882 | 36384.98 | 1 | 5000 | 7330.44 | 36384.98 | 0 | 0 | 0 | 0 | 28499.58 | 0 | 0 | 0 | 0 | 0 | 28499.58
2022090520 | 2 | 0.74169 | 74169 | 0.14602 | 7593.04 | 0.09706 | 8638.34 | 1 | 5000 | 7593.04 | 8638.34 | 0 | 0 | 0 | 0 | 52937.62 | 0 | 0 | 0 | 0 | 0 | 52937.62
2022090521 | 2 | 0.72035 | 72035 | 0.17155 | 8920.6 | 0.00028 | 24.92 | 1 | 5000 | 8920.6 | 24.92 | 0 | 0 | 0 | 0 | 58089.48 | 0 | 0 | 0 | 0 | 0 | 58089.48
2022090522 | 2 | 0.68678 | 68678 | 0.1934 | 10056.8 | 0 | 0 | 1 | 5000 | 10056.8 | 0 | 0 | 0 | 0 | 0 | 53621.2 | 0 | 0 | 0 | 0 | 0 | 53621.2
2022090523 | 2 | 0.63735 | 63735 | 0.22151 | 11518.52 | 0 | 0 | 1 | 5000 | 11518.52 | 0 | 0 | 0 | 0 | 0 | 47216.48 | 0 | 0 | 0 | 0 | 0 | 47216.48
2022090524 | 2 | 0.58989 | 58989 | 0.23318 | 12125.36 | 0 | 0 | 1 | 5000 | 12125.36 | 0 | 0 | 0 | 0 | 0 | 41863.64 | 0 | 0 | 0 | 0 | 0 | 41863.64
2022090601 | 3 | 0.55235 | 55235 | 0.23282 | 12106.64 | 0 | 0 | 1 | 5000 | 12106.64 | 0 | 0 | 0 | 0 | 0 | 38128.36 | 0 | 0 | 0 | 0 | 0 | 38128.36
2022090602 | 3 | 0.52735 | 52735 | 0.21604 | 11234.08 | 0 | 0 | 1 | 5000 | 11234.08 | 0 | 0 | 0 | 0 | 0 | 36500.92 | 0 | 0 | 0 | 0 | 0 | 36500.92
2022090603 | 3 | 0.51043 | 51043 | 0.22174 | 11530.48 | 0 | 0 | 1 | 5000 | 11530.48 | 0 | 0 | 0 | 0 | 0 | 34512.52 | 0 | 0 | 0 | 0 | 0 | 34512.52
2022090604 | 3 | 0.50239 | 50239 | 0.20055 | 10428.6 | 0 | 0 | 1 | 5000 | 10428.6 | 0 | 0 | 0 | 0 | 0 | 34810.4 | 0 | 0 | 0 | 0 | 0 | 34810.4
2022090605 | 3 | 0.50454 | 50454 | 0.18249 | 9489.48 | 0 | 0 | 1 | 5000 | 9489.48 | 0 | 0 | 0 | 0 | 0 | 35964.52 | 0 | 0 | 0 | 0 | 0 | 35964.52
2022090606 | 3 | 0.52291 | 52291 | 0.16083 | 8363.16 | 0 | 0 | 1 | 5000 | 8363.16 | 0 | 0 | 0 | 0 | 0 | 38927.84 | 0 | 0 | 0 | 0 | 0 | 38927.84
2022090607 | 3 | 0.54994 | 54994 | 0.15141 | 7873.32 | 0 | 0 | 1 | 5000 | 7873.32 | 0 | 0 | 0 | 0 | 0 | 42120.68 | 0 | 0 | 0 | 0 | 0 | 42120.68
2022090608 | 3 | 0.56111 | 56111 | 0.13244 | 6886.88 | 0.02727 | 2427.03 | 1 | 5000 | 6886.88 | 2427.03 | 0 | 0 | 0 | 0 | 41797.09 | 0 | 0 | 0 | 0 | 0 | 41797.09
2022090609 | 3 | 0.58165 | 58165 | 0.09477 | 4928.04 | 0.34884 | 31046.76 | 1 | 5000 | 4928.04 | 31046.76 | 0 | 0 | 0 | 0 | 17190.2 | 0 | 0 | 0 | 0 | 0 | 17190.2
2022090610 | 3 | 0.61644 | 61644 | 0.05462 | 2840.24 | 0.62698 | 55801.22 | 1 | 5000 | 2840.24 | 53803.76 | 0 | 0 | 1997.46 | 1997.46 | 0 | 1697.841 | 0 | 0 | 0 | 1697.841 | 0
2022090611 | 3 | 0.65648 | 65648 | 0.04615 | 2399.8 | 0.67039 | 59664.71 | 1 | 5000 | 2399.8 | 58248.2 | 0 | 0 | 1416.51 | 1416.51 | 0 | 2901.8745 | 0 | 0 | 0 | 1204.0335 | 0
2022090612 | 3 | 0.70003 | 70003 | 0.03692 | 1919.84 | 0.6917 | 61561.3 | 1 | 5000 | 1919.84 | 61561.3 | 0 | 0 | 0 | 0 | 1521.86 | 1380.0145 | 1521.86 | 0 | 0 | 0 | 0
2022090613 | 3 | 0.74754 | 74754 | 0.02768 | 1439.36 | 0.71918 | 64007.02 | 1 | 5000 | 1439.36 | 64007.02 | 0 | 0 | 0 | 0 | 4307.62 | 0 | 1380.0145 | 0 | 0 | 0 | 2927.6055
2022090614 | 3 | 0.78768 | 78768 | 0.02606 | 1355.12 | 0.71616 | 63738.24 | 1 | 5000 | 1355.12 | 63738.24 | 0 | 0 | 0 | 0 | 8674.64 | 0 | 0 | 0 | 0 | 0 | 8674.64
2022090615 | 3 | 0.81583 | 81583 | 0.04401 | 2288.52 | 0.68886 | 61308.54 | 1 | 5000 | 2288.52 | 61308.54 | 0 | 0 | 0 | 0 | 12985.94 | 0 | 0 | 0 | 0 | 0 | 12985.94
2022090616 | 3 | 0.8292 | 82920 | 0.06061 | 3151.72 | 0.66021 | 58758.69 | 1 | 5000 | 3151.72 | 58758.69 | 0 | 0 | 0 | 0 | 16009.59 | 0 | 0 | 0 | 0 | 0 | 16009.59
2022090617 | 3 | 0.83625 | 83625 | 0.07245 | 3767.4 | 0.65068 | 57910.52 | 1 | 5000 | 3767.4 | 57910.52 | 0 | 0 | 0 | 0 | 16947.08 | 0 | 0 | 0 | 0 | 0 | 16947.08
2022090618 | 3 | 0.83361 | 83361 | 0.09184 | 4775.68 | 0.59056 | 52559.84 | 1 | 5000 | 4775.68 | 52559.84 | 0 | 0 | 0 | 0 | 21025.48 | 0 | 0 | 0 | 0 | 0 | 21025.48
2022090619 | 3 | 0.81641 | 81641 | 0.10331 | 5372.12 | 0.38952 | 34667.28 | 1 | 5000 | 5372.12 | 34667.28 | 0 | 0 | 0 | 0 | 36601.6 | 0 | 0 | 0 | 0 | 0 | 36601.6
2022090620 | 3 | 0.78146 | 78146 | 0.10556 | 5489.12 | 0.08495 | 7560.55 | 1 | 5000 | 5489.12 | 7560.55 | 0 | 0 | 0 | 0 | 60096.33 | 0 | 0 | 0 | 0 | 0 | 60096.33
2022090621 | 3 | 0.76347 | 76347 | 0.12343 | 6418.36 | 0.00016 | 14.24 | 1 | 5000 | 6418.36 | 14.24 | 0 | 0 | 0 | 0 | 64914.4 | 0 | 0 | 0 | 0 | 0 | 64914.4
2022090622 | 3 | 0.72862 | 72862 | 0.15352 | 7983.04 | 0 | 0 | 1 | 5000 | 7983.04 | 0 | 0 | 0 | 0 | 0 | 59878.96 | 0 | 0 | 0 | 0 | 0 | 59878.96
2022090623 | 3 | 0.67836 | 67836 | 0.1898 | 9869.6 | 0 | 0 | 1 | 5000 | 9869.6 | 0 | 0 | 0 | 0 | 0 | 52966.4 | 0 | 0 | 0 | 0 | 0 | 52966.4
2022090624 | 3 | 0.62634 | 62634 | 0.182 | 9464 | 0 | 0 | 1 | 5000 | 9464 | 0 | 0 | 0 | 0 | 0 | 48170 | 0 | 0 | 0 | 0 | 0 | 48170
2022090701 | 4 | 0.58441 | 58441 | 0.16465 | 8561.8 | 0 | 0 | 1 | 5000 | 8561.8 | 0 | 0 | 0 | 0 | 0 | 44879.2 | 0 | 0 | 0 | 0 | 0 | 44879.2
2022090702 | 4 | 0.55638 | 55638 | 0.15133 | 7869.16 | 0 | 0 | 1 | 5000 | 7869.16 | 0 | 0 | 0 | 0 | 0 | 42768.84 | 0 | 0 | 0 | 0 | 0 | 42768.84
2022090703 | 4 | 0.53786 | 53786 | 0.11822 | 6147.44 | 0 | 0 | 1 | 5000 | 6147.44 | 0 | 0 | 0 | 0 | 0 | 42638.56 | 0 | 0 | 0 | 0 | 0 | 42638.56
2022090704 | 4 | 0.52678 | 52678 | 0.09112 | 4738.24 | 0 | 0 | 1 | 5000 | 4738.24 | 0 | 0 | 0 | 0 | 0 | 42939.76 | 0 | 0 | 0 | 0 | 0 | 42939.76
2022090705 | 4 | 0.52491 | 52491 | 0.07893 | 4104.36 | 0 | 0 | 1 | 5000 | 4104.36 | 0 | 0 | 0 | 0 | 0 | 43386.64 | 0 | 0 | 0 | 0 | 0 | 43386.64
2022090706 | 4 | 0.54023 | 54023 | 0.07096 | 3689.92 | 0 | 0 | 1 | 5000 | 3689.92 | 0 | 0 | 0 | 0 | 0 | 45333.08 | 0 | 0 | 0 | 0 | 0 | 45333.08
2022090707 | 4 | 0.56446 | 56446 | 0.07197 | 3742.44 | 0 | 0 | 1 | 5000 | 3742.44 | 0 | 0 | 0 | 0 | 0 | 47703.56 | 0 | 0 | 0 | 0 | 0 | 47703.56
2022090708 | 4 | 0.57162 | 57162 | 0.0779 | 4050.8 | 0.0261 | 2322.9 | 1 | 5000 | 4050.8 | 2322.9 | 0 | 0 | 0 | 0 | 45788.3 | 0 | 0 | 0 | 0 | 0 | 45788.3
2022090709 | 4 | 0.58866 | 58866 | 0.07012 | 3646.24 | 0.31184 | 27753.76 | 1 | 5000 | 3646.24 | 27753.76 | 0 | 0 | 0 | 0 | 22466 | 0 | 0 | 0 | 0 | 0 | 22466
2022090710 | 4 | 0.62476 | 62476 | 0.0396 | 2059.2 | 0.61855 | 55050.95 | 1 | 5000 | 2059.2 | 55050.95 | 0 | 0 | 0 | 0 | 365.85 | 0 | 0 | 0 | 0 | 0 | 365.85
2022090711 | 4 | 0.67136 | 67136 | 0.05212 | 2710.24 | 0.71123 | 63299.47 | 1 | 5000 | 2710.24 | 59425.76 | 0 | 0 | 3873.71 | 3873.71 | 0 | 3292.6535 | 0 | 0 | 0 | 3292.6535 | 0
2022090712 | 4 | 0.72403 | 72403 | 0.11875 | 6175 | 0.75193 | 66921.77 | 1 | 5000 | 6175 | 61228 | 0 | 0 | 5693.77 | 5693.77 | 0 | 8132.358 | 0 | 0 | 0 | 4839.7045 | 0
2022090713 | 4 | 0.77474 | 77474 | 0.15605 | 8114.6 | 0.73917 | 65786.13 | 1 | 5000 | 8114.6 | 64359.4 | 0 | 0 | 1426.73 | 1426.73 | 0 | 9345.0785 | 0 | 0 | 0 | 1212.7205 | 0
2022090714 | 4 | 0.81614 | 81614 | 0.16288 | 8469.76 | 0.72915 | 64894.35 | 1 | 5000 | 8469.76 | 64894.35 | 0 | 0 | 0 | 0 | 3249.89 | 6095.1885 | 3249.89 | 0 | 0 | 0 | 0
2022090715 | 4 | 0.83564 | 83564 | 0.16888 | 8781.76 | 0.73758 | 65644.62 | 1 | 5000 | 8781.76 | 65644.62 | 0 | 0 | 0 | 0 | 4137.62 | 1957.5685 | 4137.62 | 0 | 0 | 0 | 0
2022090716 | 4 | 0.83914 | 83914 | 0.17846 | 9279.92 | 0.70279 | 62548.31 | 1 | 5000 | 9279.92 | 62548.31 | 0 | 0 | 0 | 0 | 7085.77 | 0 | 1957.5685 | 0 | 0 | 0 | 5128.2015
2022090717 | 4 | 0.83383 | 83383 | 0.18015 | 9367.8 | 0.66576 | 59252.64 | 1 | 5000 | 9367.8 | 59252.64 | 0 | 0 | 0 | 0 | 9762.56 | 0 | 0 | 0 | 0 | 0 | 9762.56
2022090718 | 4 | 0.81762 | 81762 | 0.17822 | 9267.44 | 0.56777 | 50531.53 | 1 | 5000 | 9267.44 | 50531.53 | 0 | 0 | 0 | 0 | 16963.03 | 0 | 0 | 0 | 0 | 0 | 16963.03
2022090719 | 4 | 0.79875 | 79875 | 0.16475 | 8567 | 0.31634 | 28154.26 | 1 | 5000 | 8567 | 28154.26 | 0 | 0 | 0 | 0 | 38153.74 | 0 | 0 | 0 | 0 | 0 | 38153.74
2022090720 | 4 | 0.76775 | 76775 | 0.14411 | 7493.72 | 0.04905 | 4365.45 | 1 | 5000 | 7493.72 | 4365.45 | 0 | 0 | 0 | 0 | 59915.83 | 0 | 0 | 0 | 0 | 0 | 59915.83
2022090721 | 4 | 0.74429 | 74429 | 0.15258 | 7934.16 | 0 | 0 | 1 | 5000 | 7934.16 | 0 | 0 | 0 | 0 | 0 | 61494.84 | 0 | 0 | 0 | 0 | 0 | 61494.84
2022090722 | 4 | 0.70741 | 70741 | 0.18355 | 9544.6 | 0 | 0 | 1 | 5000 | 9544.6 | 0 | 0 | 0 | 0 | 0 | 56196.4 | 0 | 0 | 0 | 0 | 0 | 56196.4
2022090723 | 4 | 0.65647 | 65647 | 0.21077 | 10960.04 | 0 | 0 | 1 | 5000 | 10960.04 | 0 | 0 | 0 | 0 | 0 | 49686.96 | 0 | 0 | 0 | 0 | 0 | 49686.96
2022090724 | 4 | 0.60771 | 60771 | 0.19929 | 10363.08 | 0 | 0 | 1 | 5000 | 10363.08 | 0 | 0 | 0 | 0 | 0 | 45407.92 | 0 | 0 | 0 | 0 | 0 | 45407.92
2022090801 | 5 | 0.57021 | 57021 | 0.16109 | 8376.68 | 0 | 0 | 1 | 5000 | 8376.68 | 0 | 0 | 0 | 0 | 0 | 43644.32 | 0 | 0 | 0 | 0 | 0 | 43644.32
2022090802 | 5 | 0.54278 | 54278 | 0.12616 | 6560.32 | 0 | 0 | 1 | 5000 | 6560.32 | 0 | 0 | 0 | 0 | 0 | 42717.68 | 0 | 0 | 0 | 0 | 0 | 42717.68
2022090803 | 5 | 0.52413 | 52413 | 0.0971 | 5049.2 | 0 | 0 | 1 | 5000 | 5049.2 | 0 | 0 | 0 | 0 | 0 | 42363.8 | 0 | 0 | 0 | 0 | 0 | 42363.8
2022090804 | 5 | 0.51385 | 51385 | 0.07631 | 3968.12 | 0 | 0 | 1 | 5000 | 3968.12 | 0 | 0 | 0 | 0 | 0 | 42416.88 | 0 | 0 | 0 | 0 | 0 | 42416.88
2022090805 | 5 | 0.51332 | 51332 | 0.05857 | 3045.64 | 0 | 0 | 1 | 5000 | 3045.64 | 0 | 0 | 0 | 0 | 0 | 43286.36 | 0 | 0 | 0 | 0 | 0 | 43286.36
2022090806 | 5 | 0.5302 | 53020 | 0.0458 | 2381.6 | 0 | 0 | 1 | 5000 | 2381.6 | 0 | 0 | 0 | 0 | 0 | 45638.4 | 0 | 0 | 0 | 0 | 0 | 45638.4
2022090807 | 5 | 0.55737 | 55737 | 0.04421 | 2298.92 | 0 | 0 | 1 | 5000 | 2298.92 | 0 | 0 | 0 | 0 | 0 | 48438.08 | 0 | 0 | 0 | 0 | 0 | 48438.08
2022090808 | 5 | 0.5653 | 56530 | 0.04543 | 2362.36 | 0.02736 | 2435.04 | 1 | 5000 | 2362.36 | 2435.04 | 0 | 0 | 0 | 0 | 46732.6 | 0 | 0 | 0 | 0 | 0 | 46732.6
2022090809 | 5 | 0.58021 | 58021 | 0.03915 | 2035.8 | 0.34774 | 30948.86 | 1 | 5000 | 2035.8 | 30948.86 | 0 | 0 | 0 | 0 | 20036.34 | 0 | 0 | 0 | 0 | 0 | 20036.34
2022090810 | 5 | 0.61245 | 61245 | 0.01935 | 1006.2 | 0.69895 | 62206.55 | 1 | 5000 | 1006.2 | 55238.8 | 0 | 0 | 6967.75 | 6967.75 | 0 | 5922.5875 | 0 | 0 | 0 | 5922.5875 | 0
2022090811 | 5 | 0.65865 | 65865 | 0.02289 | 1190.28 | 0.77031 | 68557.59 | 1 | 5000 | 1190.28 | 59674.72 | 0 | 0 | 8882.87 | 8882.87 | 0 | 13473.027 | 0 | 0 | 0 | 7550.4395 | 0
2022090812 | 5 | 0.70681 | 70681 | 0.03677 | 1912.04 | 0.77716 | 69167.24 | 1 | 5000 | 1912.04 | 63768.96 | 0 | 0 | 5398.28 | 5398.28 | 0 | 18061.565 | 0 | 0 | 0 | 4588.538 | 0
2022090813 | 5 | 0.75121 | 75121 | 0.03844 | 1998.88 | 0.74582 | 66377.98 | 1 | 5000 | 1998.88 | 66377.98 | 0 | 0 | 0 | 0 | 1744.14 | 16317.425 | 1744.14 | 0 | 0 | 0 | 0
2022090814 | 5 | 0.78793 | 78793 | 0.03051 | 1586.52 | 0.73733 | 65622.37 | 1 | 5000 | 1586.52 | 65622.37 | 0 | 0 | 0 | 0 | 6584.11 | 9733.315 | 6584.11 | 0 | 0 | 0 | 0
2022090815 | 5 | 0.80792 | 80792 | 0.02663 | 1384.76 | 0.74161 | 66003.29 | 1 | 5000 | 1384.76 | 66003.29 | 0 | 0 | 0 | 0 | 8403.95 | 1329.365 | 8403.95 | 0 | 0 | 0 | 0
2022090816 | 5 | 0.82035 | 82035 | 0.02479 | 1289.08 | 0.74595 | 66389.55 | 1 | 5000 | 1289.08 | 66389.55 | 0 | 0 | 0 | 0 | 9356.37 | 0 | 1329.365 | 0 | 0 | 0 | 8027.005
2022090817 | 5 | 0.82494 | 82494 | 0.03058 | 1590.16 | 0.70081 | 62372.09 | 1 | 5000 | 1590.16 | 62372.09 | 0 | 0 | 0 | 0 | 13531.75 | 0 | 0 | 0 | 0 | 0 | 13531.75
2022090818 | 5 | 0.82266 | 82266 | 0.04242 | 2205.84 | 0.6029 | 53658.1 | 1 | 5000 | 2205.84 | 53658.1 | 0 | 0 | 0 | 0 | 21402.06 | 0 | 0 | 0 | 0 | 0 | 21402.06
2022090819 | 5 | 0.80185 | 80185 | 0.06176 | 3211.52 | 0.37254 | 33156.06 | 1 | 5000 | 3211.52 | 33156.06 | 0 | 0 | 0 | 0 | 38817.42 | 0 | 0 | 0 | 0 | 0 | 38817.42
2022090820 | 5 | 0.7721 | 77210 | 0.08872 | 4613.44 | 0.05525 | 4917.25 | 1 | 5000 | 4613.44 | 4917.25 | 0 | 0 | 0 | 0 | 62679.31 | 0 | 0 | 0 | 0 | 0 | 62679.31
2022090821 | 5 | 0.74775 | 74775 | 0.12378 | 6436.56 | 0.00348 | 309.72 | 1 | 5000 | 6436.56 | 309.72 | 0 | 0 | 0 | 0 | 63028.72 | 0 | 0 | 0 | 0 | 0 | 63028.72
2022090822 | 5 | 0.70926 | 70926 | 0.15278 | 7944.56 | 0.00345 | 307.05 | 1 | 5000 | 7944.56 | 307.05 | 0 | 0 | 0 | 0 | 57674.39 | 0 | 0 | 0 | 0 | 0 | 57674.39
2022090823 | 5 | 0.66046 | 66046 | 0.20112 | 10458.24 | 0.00044 | 39.16 | 1 | 5000 | 10458.24 | 39.16 | 0 | 0 | 0 | 0 | 50548.6 | 0 | 0 | 0 | 0 | 0 | 50548.6
2022090824 | 5 | 0.60811 | 60811 | 0.25477 | 13248.04 | 0 | 0 | 1 | 5000 | 13248.04 | 0 | 0 | 0 | 0 | 0 | 42562.96 | 0 | 0 | 0 | 0 | 0 | 42562.96
2022090901 | 6 | 0.56777 | 56777 | 0.28476 | 14807.52 | 0 | 0 | 1 | 5000 | 14807.52 | 0 | 0 | 0 | 0 | 0 | 36969.48 | 0 | 0 | 0 | 0 | 0 | 36969.48
2022090902 | 6 | 0.53748 | 53748 | 0.30329 | 15771.08 | 0 | 0 | 1 | 5000 | 15771.08 | 0 | 0 | 0 | 0 | 0 | 32976.92 | 0 | 0 | 0 | 0 | 0 | 32976.92
2022090903 | 6 | 0.51678 | 51678 | 0.31165 | 16205.8 | 0 | 0 | 1 | 5000 | 16205.8 | 0 | 0 | 0 | 0 | 0 | 30472.2 | 0 | 0 | 0 | 0 | 0 | 30472.2
2022090904 | 6 | 0.50566 | 50566 | 0.31162 | 16204.24 | 0 | 0 | 1 | 5000 | 16204.24 | 0 | 0 | 0 | 0 | 0 | 29361.76 | 0 | 0 | 0 | 0 | 0 | 29361.76
2022090905 | 6 | 0.50369 | 50369 | 0.29165 | 15165.8 | 0 | 0 | 1 | 5000 | 15165.8 | 0 | 0 | 0 | 0 | 0 | 30203.2 | 0 | 0 | 0 | 0 | 0 | 30203.2
2022090906 | 6 | 0.52048 | 52048 | 0.25438 | 13227.76 | 0 | 0 | 1 | 5000 | 13227.76 | 0 | 0 | 0 | 0 | 0 | 33820.24 | 0 | 0 | 0 | 0 | 0 | 33820.24
2022090907 | 6 | 0.54709 | 54709 | 0.21544 | 11202.88 | 0 | 0 | 1 | 5000 | 11202.88 | 0 | 0 | 0 | 0 | 0 | 38506.12 | 0 | 0 | 0 | 0 | 0 | 38506.12
2022090908 | 6 | 0.55803 | 55803 | 0.19412 | 10094.24 | 0.03073 | 2734.97 | 1 | 5000 | 10094.24 | 2734.97 | 0 | 0 | 0 | 0 | 37973.79 | 0 | 0 | 0 | 0 | 0 | 37973.79
2022090909 | 6 | 0.57624 | 57624 | 0.1408 | 7321.6 | 0.32768 | 29163.52 | 1 | 5000 | 7321.6 | 29163.52 | 0 | 0 | 0 | 0 | 16138.88 | 0 | 0 | 0 | 0 | 0 | 16138.88
2022090910 | 6 | 0.61188 | 61188 | 0.07421 | 3858.92 | 0.60692 | 54015.88 | 1 | 5000 | 3858.92 | 52329.08 | 0 | 0 | 1686.8 | 1686.8 | 0 | 1433.78 | 0 | 0 | 0 | 1433.78 | 0
2022090911 | 6 | 0.65852 | 65852 | 0.0656 | 3411.2 | 0.7069 | 62914.1 | 1 | 5000 | 3411.2 | 57440.8 | 0 | 0 | 5473.3 | 5473.3 | 0 | 6086.085 | 0 | 0 | 0 | 4652.305 | 0
2022090912 | 6 | 0.70043 | 70043 | 0.05148 | 2676.96 | 0.76691 | 68254.99 | 1 | 5000 | 2676.96 | 62366.04 | 0 | 0 | 5888.95 | 5888.95 | 0 | 11091.6925 | 0 | 0 | 0 | 5005.6075 | 0
2022090913 | 6 | 0.74441 | 74441 | 0.0377 | 1960.4 | 0.75745 | 67413.05 | 1 | 5000 | 1960.4 | 67413.05 | 0 | 0 | 0 | 0 | 67.55 | 11024.1425 | 67.55 | 0 | 0 | 0 | 0
2022090914 | 6 | 0.77686 | 77686 | 0.03672 | 1909.44 | 0.76542 | 68122.38 | 1 | 5000 | 1909.44 | 68122.38 | 0 | 0 | 0 | 0 | 2654.18 | 8369.9625 | 2654.18 | 0 | 0 | 0 | 0
2022090915 | 6 | 0.80227 | 80227 | 0.0462 | 2402.4 | 0.74895 | 66656.55 | 1 | 5000 | 2402.4 | 66656.55 | 0 | 0 | 0 | 0 | 6168.05 | 2201.9125 | 6168.05 | 0 | 0 | 0 | 0
2022090916 | 6 | 0.81891 | 81891 | 0.07842 | 4077.84 | 0.73046 | 65010.94 | 1 | 5000 | 4077.84 | 65010.94 | 0 | 0 | 0 | 0 | 7802.22 | 0 | 2201.9125 | 0 | 0 | 0 | 5600.3075
2022090917 | 6 | 0.82701 | 82701 | 0.10351 | 5382.52 | 0.71045 | 63230.05 | 1 | 5000 | 5382.52 | 63230.05 | 0 | 0 | 0 | 0 | 9088.43 | 0 | 0 | 0 | 0 | 0 | 9088.43
2022090918 | 6 | 0.81757 | 81757 | 0.09888 | 5141.76 | 0.6448 | 57387.2 | 1 | 5000 | 5141.76 | 57387.2 | 0 | 0 | 0 | 0 | 14228.04 | 0 | 0 | 0 | 0 | 0 | 14228.04
2022090919 | 6 | 0.78988 | 78988 | 0.1186 | 6167.2 | 0.41111 | 36588.79 | 1 | 5000 | 6167.2 | 36588.79 | 0 | 0 | 0 | 0 | 31232.01 | 0 | 0 | 0 | 0 | 0 | 31232.01
2022090920 | 6 | 0.75059 | 75059 | 0.1624 | 8444.8 | 0.07125 | 6341.25 | 1 | 5000 | 8444.8 | 6341.25 | 0 | 0 | 0 | 0 | 55272.95 | 0 | 0 | 0 | 0 | 0 | 55272.95
2022090921 | 6 | 0.72137 | 72137 | 0.25135 | 13070.2 | 0 | 0 | 1 | 5000 | 13070.2 | 0 | 0 | 0 | 0 | 0 | 54066.8 | 0 | 0 | 0 | 0 | 0 | 54066.8
2022090922 | 6 | 0.6881 | 68810 | 0.34151 | 17758.52 | 0 | 0 | 1 | 5000 | 17758.52 | 0 | 0 | 0 | 0 | 0 | 46051.48 | 0 | 0 | 0 | 0 | 0 | 46051.48
2022090923 | 6 | 0.65211 | 65211 | 0.41663 | 21664.76 | 0 | 0 | 1 | 5000 | 21664.76 | 0 | 0 | 0 | 0 | 0 | 38546.24 | 0 | 0 | 0 | 0 | 0 | 38546.24
2022090924 | 6 | 0.61092 | 61092 | 0.45512 | 23666.24 | 0 | 0 | 1 | 5000 | 23666.24 | 0 | 0 | 0 | 0 | 0 | 32425.76 | 0 | 0 | 0 | 0 | 0 | 32425.76
2022091001 | 7 | 0.57298 | 57298 | 0.4472 | 23254.4 | 0 | 0 | 1 | 5000 | 23254.4 | 0 | 0 | 0 | 0 | 0 | 29043.6 | 0 | 0 | 0 | 0 | 0 | 29043.6
2022091002 | 7 | 0.5428 | 54280 | 0.41311 | 21481.72 | 0 | 0 | 1 | 5000 | 21481.72 | 0 | 0 | 0 | 0 | 0 | 27798.28 | 0 | 0 | 0 | 0 | 0 | 27798.28
2022091003 | 7 | 0.51878 | 51878 | 0.36086 | 18764.72 | 0 | 0 | 1 | 5000 | 18764.72 | 0 | 0 | 0 | 0 | 0 | 28113.28 | 0 | 0 | 0 | 0 | 0 | 28113.28
2022091004 | 7 | 0.5029 | 50290 | 0.31096 | 16169.92 | 0 | 0 | 1 | 5000 | 16169.92 | 0 | 0 | 0 | 0 | 0 | 29120.08 | 0 | 0 | 0 | 0 | 0 | 29120.08
2022091005 | 7 | 0.49366 | 49366 | 0.25752 | 13391.04 | 0 | 0 | 1 | 5000 | 13391.04 | 0 | 0 | 0 | 0 | 0 | 30974.96 | 0 | 0 | 0 | 0 | 0 | 30974.96
2022091006 | 7 | 0.49273 | 49273 | 0.22633 | 11769.16 | 0 | 0 | 1 | 5000 | 11769.16 | 0 | 0 | 0 | 0 | 0 | 32503.84 | 0 | 0 | 0 | 0 | 0 | 32503.84
2022091007 | 7 | 0.49724 | 49724 | 0.18856 | 9805.12 | 0 | 0 | 1 | 5000 | 9805.12 | 0 | 0 | 0 | 0 | 0 | 34918.88 | 0 | 0 | 0 | 0 | 0 | 34918.88
2022091008 | 7 | 0.50453 | 50453 | 0.15804 | 8218.08 | 0.02642 | 2351.38 | 1 | 5000 | 8218.08 | 2351.38 | 0 | 0 | 0 | 0 | 34883.54 | 0 | 0 | 0 | 0 | 0 | 34883.54
2022091009 | 7 | 0.53183 | 53183 | 0.11419 | 5937.88 | 0.34231 | 30465.59 | 1 | 5000 | 5937.88 | 30465.59 | 0 | 0 | 0 | 0 | 11779.53 | 0 | 0 | 0 | 0 | 0 | 11779.53
2022091010 | 7 | 0.57649 | 57649 | 0.07837 | 4075.24 | 0.65194 | 58022.66 | 1 | 5000 | 4075.24 | 48573.76 | 0 | 0 | 9448.9 | 9448.9 | 0 | 8031.565 | 0 | 0 | 0 | 8031.565 | 0
2022091011 | 7 | 0.62973 | 62973 | 0.07946 | 4131.92 | 0.75651 | 67329.39 | 1 | 5000 | 4131.92 | 53841.08 | 0 | 0 | 13488.31 | 13488.31 | 0 | 19496.6285 | 0 | 0 | 0 | 11465.0635 | 0
2022091012 | 7 | 0.67774 | 67774 | 0.06402 | 3329.04 | 0.7892 | 70238.8 | 1 | 5000 | 3329.04 | 59444.96 | 0 | 0 | 10793.84 | 10793.84 | 0 | 28671.3925 | 0 | 0 | 0 | 9174.764 | 0
2022091013 | 7 | 0.72024 | 72024 | 0.0507 | 2636.4 | 0.76101 | 67729.89 | 1 | 5000 | 2636.4 | 64387.6 | 0 | 0 | 3342.29 | 3342.29 | 0 | 31512.339 | 0 | 0 | 0 | 2840.9465 | 0
2022091014 | 7 | 0.75319 | 75319 | 0.05541 | 2881.32 | 0.72404 | 64439.56 | 1 | 5000 | 2881.32 | 64439.56 | 0 | 0 | 0 | 0 | 2998.12 | 28514.219 | 2998.12 | 0 | 0 | 0 | 0
2022091015 | 7 | 0.77926 | 77926 | 0.06776 | 3523.52 | 0.71776 | 63880.64 | 1 | 5000 | 3523.52 | 63880.64 | 0 | 0 | 0 | 0 | 5521.84 | 22992.379 | 5521.84 | 0 | 0 | 0 | 0
2022091016 | 7 | 0.80049 | 80049 | 0.10178 | 5292.56 | 0.72394 | 64430.66 | 1 | 5000 | 5292.56 | 64430.66 | 0 | 0 | 0 | 0 | 5325.78 | 17666.599 | 5325.78 | 0 | 0 | 0 | 0
2022091017 | 7 | 0.81102 | 81102 | 0.13758 | 7154.16 | 0.70257 | 62528.73 | 1 | 5000 | 7154.16 | 62528.73 | 0 | 0 | 0 | 0 | 6419.11 | 11247.489 | 6419.11 | 0 | 0 | 0 | 0
2022091018 | 7 | 0.80683 | 80683 | 0.16257 | 8453.64 | 0.62217 | 55373.13 | 1 | 5000 | 8453.64 | 55373.13 | 0 | 0 | 0 | 0 | 11856.23 | 0 | 11247.489 | 0 | 0 | 0 | 608.741
2022091019 | 7 | 0.78561 | 78561 | 0.21984 | 11431.68 | 0.38152 | 33955.28 | 1 | 5000 | 11431.68 | 33955.28 | 0 | 0 | 0 | 0 | 28174.04 | 0 | 0 | 0 | 0 | 0 | 28174.04
2022091020 | 7 | 0.75384 | 75384 | 0.27947 | 14532.44 | 0.05942 | 5288.38 | 1 | 5000 | 14532.44 | 5288.38 | 0 | 0 | 0 | 0 | 50563.18 | 0 | 0 | 0 | 0 | 0 | 50563.18
2022091021 | 7 | 0.72559 | 72559 | 0.33805 | 17578.6 | 0 | 0 | 1 | 5000 | 17578.6 | 0 | 0 | 0 | 0 | 0 | 49980.4 | 0 | 0 | 0 | 0 | 0 | 49980.4
2022091022 | 7 | 0.68826 | 68826 | 0.39155 | 20360.6 | 0 | 0 | 1 | 5000 | 20360.6 | 0 | 0 | 0 | 0 | 0 | 43465.4 | 0 | 0 | 0 | 0 | 0 | 43465.4
2022091023 | 7 | 0.64988 | 64988 | 0.40721 | 21174.92 | 0 | 0 | 1 | 5000 | 21174.92 | 0 | 0 | 0 | 0 | 0 | 38813.08 | 0 | 0 | 0 | 0 | 0 | 38813.08
2022091024 | 7 | 0.6115 | 61150 | 0.41667 | 21666.84 | 0 | 0 | 1 | 5000 | 21666.84 | 0 | 0 | 0 | 0 | 0 | 34483.16 | 0 | 0 | 0 | 0 | 0 | 34483.16
2022091101 | 1 | 0.57672 | 57672 | 0.39886 | 20740.72 | 0 | 0 | 1 | 5000 | 20740.72 | 0 | 0 | 0 | 0 | 0 | 31931.28 | 0 | 0 | 0 | 0 | 0 | 31931.28
2022091102 | 1 | 0.55004 | 55004 | 0.36029 | 18735.08 | 0 | 0 | 1 | 5000 | 18735.08 | 0 | 0 | 0 | 0 | 0 | 31268.92 | 0 | 0 | 0 | 0 | 0 | 31268.92
2022091103 | 1 | 0.52772 | 52772 | 0.34974 | 18186.48 | 0 | 0 | 1 | 5000 | 18186.48 | 0 | 0 | 0 | 0 | 0 | 29585.52 | 0 | 0 | 0 | 0 | 0 | 29585.52
2022091104 | 1 | 0.51193 | 51193 | 0.33477 | 17408.04 | 0 | 0 | 1 | 5000 | 17408.04 | 0 | 0 | 0 | 0 | 0 | 28784.96 | 0 | 0 | 0 | 0 | 0 | 28784.96
2022091105 | 1 | 0.4986 | 49860 | 0.31806 | 16539.12 | 0 | 0 | 1 | 5000 | 16539.12 | 0 | 0 | 0 | 0 | 0 | 28320.88 | 0 | 0 | 0 | 0 | 0 | 28320.88
2022091106 | 1 | 0.49638 | 49638 | 0.30978 | 16108.56 | 0 | 0 | 1 | 5000 | 16108.56 | 0 | 0 | 0 | 0 | 0 | 28529.44 | 0 | 0 | 0 | 0 | 0 | 28529.44
2022091107 | 1 | 0.49265 | 49265 | 0.30739 | 15984.28 | 0 | 0 | 1 | 5000 | 15984.28 | 0 | 0 | 0 | 0 | 0 | 28280.72 | 0 | 0 | 0 | 0 | 0 | 28280.72
2022091108 | 1 | 0.4935 | 49350 | 0.32539 | 16920.28 | 0.01985 | 1766.65 | 1 | 5000 | 16920.28 | 1766.65 | 0 | 0 | 0 | 0 | 25663.07 | 0 | 0 | 0 | 0 | 0 | 25663.07
2022091109 | 1 | 0.51684 | 51684 | 0.33541 | 17441.32 | 0.18309 | 16295.01 | 1 | 5000 | 17441.32 | 16295.01 | 0 | 0 | 0 | 0 | 12947.67 | 0 | 0 | 0 | 0 | 0 | 12947.67
2022091110 | 1 | 0.55827 | 55827 | 0.32838 | 17075.76 | 0.3496 | 31114.4 | 1 | 5000 | 17075.76 | 31114.4 | 0 | 0 | 0 | 0 | 2636.84 | 0 | 0 | 0 | 0 | 0 | 2636.84
2022091111 | 1 | 0.59949 | 59949 | 0.26349 | 13701.48 | 0.48151 | 42854.39 | 1 | 5000 | 13701.48 | 41247.52 | 0 | 0 | 1606.87 | 1606.87 | 0 | 1365.8395 | 0 | 0 | 0 | 1365.8395 | 0
2022091112 | 1 | 0.64155 | 64155 | 0.2014 | 10472.8 | 0.57054 | 50778.06 | 1 | 5000 | 10472.8 | 48682.2 | 0 | 0 | 2095.86 | 2095.86 | 0 | 3147.3205 | 0 | 0 | 0 | 1781.481 | 0
2022091113 | 1 | 0.68084 | 68084 | 0.13448 | 6992.96 | 0.65396 | 58202.44 | 1 | 5000 | 6992.96 | 56091.04 | 0 | 0 | 2111.4 | 2111.4 | 0 | 4942.0105 | 0 | 0 | 0 | 1794.69 | 0
2022091114 | 1 | 0.71464 | 71464 | 0.09526 | 4953.52 | 0.68455 | 60924.95 | 1 | 5000 | 4953.52 | 60924.95 | 0 | 0 | 0 | 0 | 585.53 | 4356.4805 | 585.53 | 0 | 0 | 0 | 0
2022091115 | 1 | 0.742 | 74200 | 0.07851 | 4082.52 | 0.68995 | 61405.55 | 1 | 5000 | 4082.52 | 61405.55 | 0 | 0 | 0 | 0 | 3711.93 | 644.5505 | 3711.93 | 0 | 0 | 0 | 0
2022091116 | 1 | 0.76522 | 76522 | 0.07283 | 3787.16 | 0.71234 | 63398.26 | 1 | 5000 | 3787.16 | 63398.26 | 0 | 0 | 0 | 0 | 4336.58 | 0 | 644.5505 | 0 | 0 | 0 | 3692.0295
2022091117 | 1 | 0.77562 | 77562 | 0.06462 | 3360.24 | 0.64572 | 57469.08 | 1 | 5000 | 3360.24 | 57469.08 | 0 | 0 | 0 | 0 | 11732.68 | 0 | 0 | 0 | 0 | 0 | 11732.68
2022091118 | 1 | 0.77543 | 77543 | 0.06361 | 3307.72 | 0.56398 | 50194.22 | 1 | 5000 | 3307.72 | 50194.22 | 0 | 0 | 0 | 0 | 19041.06 | 0 | 0 | 0 | 0 | 0 | 19041.06
2022091119 | 1 | 0.75647 | 75647 | 0.05626 | 2925.52 | 0.35244 | 31367.16 | 1 | 5000 | 2925.52 | 31367.16 | 0 | 0 | 0 | 0 | 36354.32 | 0 | 0 | 0 | 0 | 0 | 36354.32
2022091120 | 1 | 0.72544 | 72544 | 0.05209 | 2708.68 | 0.05176 | 4606.64 | 1 | 5000 | 2708.68 | 4606.64 | 0 | 0 | 0 | 0 | 60228.68 | 0 | 0 | 0 | 0 | 0 | 60228.68
2022091121 | 1 | 0.70981 | 70981 | 0.07209 | 3748.68 | 0 | 0 | 1 | 5000 | 3748.68 | 0 | 0 | 0 | 0 | 0 | 62232.32 | 0 | 0 | 0 | 0 | 0 | 62232.32
2022091122 | 1 | 0.67644 | 67644 | 0.09542 | 4961.84 | 0 | 0 | 1 | 5000 | 4961.84 | 0 | 0 | 0 | 0 | 0 | 57682.16 | 0 | 0 | 0 | 0 | 0 | 57682.16
2022091123 | 1 | 0.62973 | 62973 | 0.08892 | 4623.84 | 0 | 0 | 1 | 5000 | 4623.84 | 0 | 0 | 0 | 0 | 0 | 53349.16 | 0 | 0 | 0 | 0 | 0 | 53349.16
2022091124 | 1 | 0.58266 | 58266 | 0.08308 | 4320.16 | 0 | 0 | 1 | 5000 | 4320.16 | 0 | 0 | 0 | 0 | 0 | 48945.84 | 0 | 0 | 0 | 0 | 0 | 48945.84
2022091201 | 2 | 0.54331 | 54331 | 0.09033 | 4697.16 | 0 | 0 | 1 | 5000 | 4697.16 | 0 | 0 | 0 | 0 | 0 | 44633.84 | 0 | 0 | 0 | 0 | 0 | 44633.84
2022091202 | 2 | 0.51537 | 51537 | 0.09576 | 4979.52 | 0 | 0 | 1 | 5000 | 4979.52 | 0 | 0 | 0 | 0 | 0 | 41557.48 | 0 | 0 | 0 | 0 | 0 | 41557.48
2022091203 | 2 | 0.49844 | 49844 | 0.10048 | 5224.96 | 0 | 0 | 1 | 5000 | 5224.96 | 0 | 0 | 0 | 0 | 0 | 39619.04 | 0 | 0 | 0 | 0 | 0 | 39619.04
2022091204 | 2 | 0.48837 | 48837 | 0.11204 | 5826.08 | 0 | 0 | 1 | 5000 | 5826.08 | 0 | 0 | 0 | 0 | 0 | 38010.92 | 0 | 0 | 0 | 0 | 0 | 38010.92
2022091205 | 2 | 0.49064 | 49064 | 0.11764 | 6117.28 | 0 | 0 | 1 | 5000 | 6117.28 | 0 | 0 | 0 | 0 | 0 | 37946.72 | 0 | 0 | 0 | 0 | 0 | 37946.72
2022091206 | 2 | 0.50676 | 50676 | 0.1128 | 5865.6 | 0 | 0 | 1 | 5000 | 5865.6 | 0 | 0 | 0 | 0 | 0 | 39810.4 | 0 | 0 | 0 | 0 | 0 | 39810.4
2022091207 | 2 | 0.53376 | 53376 | 0.11946 | 6211.92 | 0 | 0 | 1 | 5000 | 6211.92 | 0 | 0 | 0 | 0 | 0 | 42164.08 | 0 | 0 | 0 | 0 | 0 | 42164.08
2022091208 | 2 | 0.54015 | 54015 | 0.12009 | 6244.68 | 0.02425 | 2158.25 | 1 | 5000 | 6244.68 | 2158.25 | 0 | 0 | 0 | 0 | 40612.07 | 0 | 0 | 0 | 0 | 0 | 40612.07
2022091209 | 2 | 0.55497 | 55497 | 0.10245 | 5327.4 | 0.28371 | 25250.19 | 1 | 5000 | 5327.4 | 25250.19 | 0 | 0 | 0 | 0 | 19919.41 | 0 | 0 | 0 | 0 | 0 | 19919.41
2022091210 | 2 | 0.58193 | 58193 | 0.07781 | 4046.12 | 0.57696 | 51349.44 | 1 | 5000 | 4046.12 | 49146.88 | 0 | 0 | 2202.56 | 2202.56 | 0 | 1872.176 | 0 | 0 | 0 | 1872.176 | 0
2022091211 | 2 | 0.62022 | 62022 | 0.09992 | 5195.84 | 0.66697 | 59360.33 | 1 | 5000 | 5195.84 | 51826.16 | 0 | 0 | 7534.17 | 7534.17 | 0 | 8276.2205 | 0 | 0 | 0 | 6404.0445 | 0
2022091212 | 2 | 0.66097 | 66097 | 0.09875 | 5135 | 0.75815 | 67475.35 | 1 | 5000 | 5135 | 55962 | 0 | 0 | 11513.35 | 11513.35 | 0 | 18062.568 | 0 | 0 | 0 | 9786.3475 | 0
2022091213 | 2 | 0.70156 | 70156 | 0.08559 | 4450.68 | 0.77026 | 68553.14 | 1 | 5000 | 4450.68 | 60705.32 | 0 | 0 | 7847.82 | 7847.82 | 0 | 24733.215 | 0 | 0 | 0 | 6670.647 | 0
2022091214 | 2 | 0.74033 | 74033 | 0.07711 | 4009.72 | 0.76982 | 68513.98 | 1 | 5000 | 4009.72 | 65023.28 | 0 | 0 | 3490.7 | 3490.7 | 0 | 27700.31 | 0 | 0 | 0 | 2967.095 | 0
2022091215 | 2 | 0.77305 | 77305 | 0.06951 | 3614.52 | 0.76 | 67640 | 1 | 5000 | 3614.52 | 67640 | 0 | 0 | 0 | 0 | 1050.48 | 26649.83 | 1050.48 | 0 | 0 | 0 | 0
2022091216 | 2 | 0.79767 | 79767 | 0.06204 | 3226.08 | 0.75279 | 66998.31 | 1 | 5000 | 3226.08 | 66998.31 | 0 | 0 | 0 | 0 | 4542.61 | 22107.22 | 4542.61 | 0 | 0 | 0 | 0
2022091217 | 2 | 0.81503 | 81503 | 0.05884 | 3059.68 | 0.71941 | 64027.49 | 1 | 5000 | 3059.68 | 64027.49 | 0 | 0 | 0 | 0 | 9415.83 | 12691.39 | 9415.83 | 0 | 0 | 0 | 0
2022091218 | 2 | 0.81436 | 81436 | 0.05662 | 2944.24 | 0.65397 | 58203.33 | 1 | 5000 | 2944.24 | 58203.33 | 0 | 0 | 0 | 0 | 15288.43 | 0 | 12691.39 | 0 | 0 | 0 | 2597.04
2022091219 | 2 | 0.78937 | 78937 | 0.06574 | 3418.48 | 0.41701 | 37113.89 | 1 | 5000 | 3418.48 | 37113.89 | 0 | 0 | 0 | 0 | 33404.63 | 0 | 0 | 0 | 0 | 0 | 33404.63
2022091220 | 2 | 0.75591 | 75591 | 0.09571 | 4976.92 | 0.05869 | 5223.41 | 1 | 5000 | 4976.92 | 5223.41 | 0 | 0 | 0 | 0 | 60390.67 | 0 | 0 | 0 | 0 | 0 | 60390.67
2022091221 | 2 | 0.73454 | 73454 | 0.1663 | 8647.6 | 0 | 0 | 1 | 5000 | 8647.6 | 0 | 0 | 0 | 0 | 0 | 59806.4 | 0 | 0 | 0 | 0 | 0 | 59806.4
2022091222 | 2 | 0.69441 | 69441 | 0.27424 | 14260.48 | 0 | 0 | 1 | 5000 | 14260.48 | 0 | 0 | 0 | 0 | 0 | 50180.52 | 0 | 0 | 0 | 0 | 0 | 50180.52
2022091223 | 2 | 0.63961 | 63961 | 0.34598 | 17990.96 | 0 | 0 | 1 | 5000 | 17990.96 | 0 | 0 | 0 | 0 | 0 | 40970.04 | 0 | 0 | 0 | 0 | 0 | 40970.04
2022091224 | 2 | 0.58852 | 58852 | 0.36006 | 18723.12 | 0 | 0 | 1 | 5000 | 18723.12 | 0 | 0 | 0 | 0 | 0 | 35128.88 | 0 | 0 | 0 | 0 | 0 | 35128.88
2022091301 | 3 | 0.5499 | 54990 | 0.36985 | 19232.2 | 0 | 0 | 1 | 5000 | 19232.2 | 0 | 0 | 0 | 0 | 0 | 30757.8 | 0 | 0 | 0 | 0 | 0 | 30757.8
2022091302 | 3 | 0.52183 | 52183 | 0.37973 | 19745.96 | 0 | 0 | 1 | 5000 | 19745.96 | 0 | 0 | 0 | 0 | 0 | 27437.04 | 0 | 0 | 0 | 0 | 0 | 27437.04
2022091303 | 3 | 0.50489 | 50489 | 0.38086 | 19804.72 | 0 | 0 | 1 | 5000 | 19804.72 | 0 | 0 | 0 | 0 | 0 | 25684.28 | 0 | 0 | 0 | 0 | 0 | 25684.28
2022091304 | 3 | 0.49538 | 49538 | 0.37155 | 19320.6 | 0 | 0 | 1 | 5000 | 19320.6 | 0 | 0 | 0 | 0 | 0 | 25217.4 | 0 | 0 | 0 | 0 | 0 | 25217.4
2022091305 | 3 | 0.4925 | 49250 | 0.34077 | 17720.04 | 0 | 0 | 1 | 5000 | 17720.04 | 0 | 0 | 0 | 0 | 0 | 26529.96 | 0 | 0 | 0 | 0 | 0 | 26529.96
2022091306 | 3 | 0.50873 | 50873 | 0.30586 | 15904.72 | 0 | 0 | 1 | 5000 | 15904.72 | 0 | 0 | 0 | 0 | 0 | 29968.28 | 0 | 0 | 0 | 0 | 0 | 29968.28
2022091307 | 3 | 0.53662 | 53662 | 0.28252 | 14691.04 | 0 | 0 | 1 | 5000 | 14691.04 | 0 | 0 | 0 | 0 | 0 | 33970.96 | 0 | 0 | 0 | 0 | 0 | 33970.96
2022091308 | 3 | 0.54241 | 54241 | 0.27247 | 14168.44 | 0.02311 | 2056.79 | 1 | 5000 | 14168.44 | 2056.79 | 0 | 0 | 0 | 0 | 33015.77 | 0 | 0 | 0 | 0 | 0 | 33015.77
2022091309 | 3 | 0.55691 | 55691 | 0.22247 | 11568.44 | 0.33375 | 29703.75 | 1 | 5000 | 11568.44 | 29703.75 | 0 | 0 | 0 | 0 | 9418.81 | 0 | 0 | 0 | 0 | 0 | 9418.81
2022091310 | 3 | 0.58638 | 58638 | 0.1621 | 8429.2 | 0.67529 | 60100.81 | 1 | 5000 | 8429.2 | 45208.8 | 0 | 0 | 14892.01 | 14892.01 | 0 | 12658.2085 | 0 | 0 | 0 | 12658.2085 | 0
2022091311 | 3 | 0.62903 | 62903 | 0.16267 | 8458.84 | 0.76639 | 68208.71 | 1 | 5000 | 8458.84 | 49444.16 | 0 | 0 | 18764.55 | 18764.55 | 0 | 28608.076 | 0 | 0 | 0 | 15949.8675 | 0
2022091312 | 3 | 0.6722 | 67220 | 0.13102 | 6813.04 | 0.77241 | 68744.49 | 1 | 5000 | 6813.04 | 55406.96 | 0 | 0 | 13337.53 | 13337.53 | 0 | 39944.9765 | 0 | 0 | 0 | 11336.9005 | 0
2022091313 | 3 | 0.71683 | 71683 | 0.11939 | 6208.28 | 0.77204 | 68711.56 | 1 | 5000 | 6208.28 | 60474.72 | 0 | 0 | 8236.84 | 8236.84 | 0 | 46946.2905 | 0 | 0 | 0 | 7001.314 | 0
2022091314 | 3 | 0.75881 | 75881 | 0.13105 | 6814.6 | 0.76279 | 67888.31 | 1 | 5000 | 6814.6 | 64066.4 | 0 | 0 | 3821.91 | 3821.91 | 0 | 50194.914 | 0 | 0 | 0 | 3248.6235 | 0
2022091315 | 3 | 0.78901 | 78901 | 0.15106 | 7855.12 | 0.73611 | 65513.79 | 1 | 5000 | 7855.12 | 65513.79 | 0 | 0 | 0 | 0 | 532.09 | 49662.824 | 532.09 | 0 | 0 | 0 | 0
2022091316 | 3 | 0.81428 | 81428 | 0.17196 | 8941.92 | 0.72078 | 64149.42 | 1 | 5000 | 8941.92 | 64149.42 | 0 | 0 | 0 | 0 | 3336.66 | 46326.164 | 3336.66 | 0 | 0 | 0 | 0
2022091317 | 3 | 0.82995 | 82995 | 0.20043 | 10422.36 | 0.68122 | 60628.58 | 1 | 5000 | 10422.36 | 60628.58 | 0 | 0 | 0 | 0 | 6944.06 | 39382.104 | 6944.06 | 0 | 0 | 0 | 0
2022091318 | 3 | 0.82853 | 82853 | 0.23213 | 12070.76 | 0.59651 | 53089.39 | 1 | 5000 | 12070.76 | 53089.39 | 0 | 0 | 0 | 0 | 12692.85 | 26689.254 | 12692.85 | 0 | 0 | 0 | 0
2022091319 | 3 | 0.80499 | 80499 | 0.28281 | 14706.12 | 0.34769 | 30944.41 | 1 | 5000 | 14706.12 | 30944.41 | 0 | 0 | 0 | 0 | 29848.47 | 0 | 26689.254 | 0 | 0 | 0 | 3159.216
2022091320 | 3 | 0.77135 | 77135 | 0.31019 | 16129.88 | 0.03709 | 3301.01 | 1 | 5000 | 16129.88 | 3301.01 | 0 | 0 | 0 | 0 | 52704.11 | 0 | 0 | 0 | 0 | 0 | 52704.11
2022091321 | 3 | 0.74571 | 74571 | 0.35619 | 18521.88 | 0 | 0 | 1 | 5000 | 18521.88 | 0 | 0 | 0 | 0 | 0 | 51049.12 | 0 | 0 | 0 | 0 | 0 | 51049.12
2022091322 | 3 | 0.7073 | 70730 | 0.412 | 21424 | 0 | 0 | 1 | 5000 | 21424 | 0 | 0 | 0 | 0 | 0 | 44306 | 0 | 0 | 0 | 0 | 0 | 44306
2022091323 | 3 | 0.65384 | 65384 | 0.45851 | 23842.52 | 0 | 0 | 1 | 5000 | 23842.52 | 0 | 0 | 0 | 0 | 0 | 36541.48 | 0 | 0 | 0 | 0 | 0 | 36541.48
2022091324 | 3 | 0.60132 | 60132 | 0.47124 | 24504.48 | 0 | 0 | 1 | 5000 | 24504.48 | 0 | 0 | 0 | 0 | 0 | 30627.52 | 0 | 0 | 0 | 0 | 0 | 30627.52
2022091401 | 4 | 0.55864 | 55864 | 0.46116 | 23980.32 | 0 | 0 | 1 | 5000 | 23980.32 | 0 | 0 | 0 | 0 | 0 | 26883.68 | 0 | 0 | 0 | 0 | 0 | 26883.68
2022091402 | 4 | 0.52911 | 52911 | 0.44202 | 22985.04 | 0 | 0 | 1 | 5000 | 22985.04 | 0 | 0 | 0 | 0 | 0 | 24925.96 | 0 | 0 | 0 | 0 | 0 | 24925.96
2022091403 | 4 | 0.50864 | 50864 | 0.42741 | 22225.32 | 0 | 0 | 1 | 5000 | 22225.32 | 0 | 0 | 0 | 0 | 0 | 23638.68 | 0 | 0 | 0 | 0 | 0 | 23638.68
2022091404 | 4 | 0.49527 | 49527 | 0.40969 | 21303.88 | 0 | 0 | 1 | 5000 | 21303.88 | 0 | 0 | 0 | 0 | 0 | 23223.12 | 0 | 0 | 0 | 0 | 0 | 23223.12
2022091405 | 4 | 0.49287 | 49287 | 0.39201 | 20384.52 | 0 | 0 | 1 | 5000 | 20384.52 | 0 | 0 | 0 | 0 | 0 | 23902.48 | 0 | 0 | 0 | 0 | 0 | 23902.48
2022091406 | 4 | 0.50819 | 50819 | 0.35984 | 18711.68 | 0 | 0 | 1 | 5000 | 18711.68 | 0 | 0 | 0 | 0 | 0 | 27107.32 | 0 | 0 | 0 | 0 | 0 | 27107.32
2022091407 | 4 | 0.5355 | 53550 | 0.33512 | 17426.24 | 0 | 0 | 1 | 5000 | 17426.24 | 0 | 0 | 0 | 0 | 0 | 31123.76 | 0 | 0 | 0 | 0 | 0 | 31123.76
2022091408 | 4 | 0.54315 | 54315 | 0.32156 | 16721.12 | 0.02576 | 2292.64 | 1 | 5000 | 16721.12 | 2292.64 | 0 | 0 | 0 | 0 | 30301.24 | 0 | 0 | 0 | 0 | 0 | 30301.24
2022091409 | 4 | 0.55718 | 55718 | 0.2618 | 13613.6 | 0.2926 | 26041.4 | 1 | 5000 | 13613.6 | 26041.4 | 0 | 0 | 0 | 0 | 11063 | 0 | 0 | 0 | 0 | 0 | 11063
2022091410 | 4 | 0.59019 | 59019 | 0.24562 | 12772.24 | 0.5952 | 52972.8 | 1 | 5000 | 12772.24 | 41246.76 | 0 | 0 | 11726.04 | 11726.04 | 0 | 9967.134 | 0 | 0 | 0 | 9967.134 | 0
2022091411 | 4 | 0.63005 | 63005 | 0.2796 | 14539.2 | 0.70581 | 62817.09 | 1 | 5000 | 14539.2 | 43465.8 | 0 | 0 | 19351.29 | 19351.29 | 0 | 26415.7305 | 0 | 0 | 0 | 16448.5965 | 0
2022091412 | 4 | 0.66965 | 66965 | 0.28687 | 14917.24 | 0.74126 | 65972.14 | 1 | 5000 | 14917.24 | 47047.76 | 0 | 0 | 18924.38 | 18924.38 | 0 | 42501.4535 | 0 | 0 | 0 | 16085.723 | 0
2022091413 | 4 | 0.7093 | 70930 | 0.3096 | 16099.2 | 0.75154 | 66887.06 | 1 | 5000 | 16099.2 | 49830.8 | 0 | 0 | 17056.26 | 17056.26 | 0 | 56999.2745 | 0 | 0 | 0 | 14497.821 | 0
2022091414 | 4 | 0.74817 | 74817 | 0.33403 | 17369.56 | 0.72814 | 64804.46 | 1 | 5000 | 17369.56 | 52447.44 | 0 | 0 | 12357.02 | 12357.02 | 0 | 67502.7415 | 0 | 0 | 0 | 10503.467 | 0
2022091415 | 4 | 0.77953 | 77953 | 0.35543 | 18482.36 | 0.71637 | 63756.93 | 1 | 5000 | 18482.36 | 54470.64 | 0 | 0 | 9286.29 | 9286.29 | 0 | 75396.088 | 0 | 0 | 0 | 7893.3465 | 0
2022091416 | 4 | 0.80209 | 80209 | 0.3698 | 19229.6 | 0.65659 | 58436.51 | 1 | 5000 | 19229.6 | 55979.4 | 0 | 0 | 2457.11 | 2457.11 | 0 | 77484.6315 | 0 | 0 | 0 | 2088.5435 | 0
2022091417 | 4 | 0.81561 | 81561 | 0.39661 | 20623.72 | 0.59242 | 52725.38 | 1 | 5000 | 20623.72 | 52725.38 | 0 | 0 | 0 | 0 | 3211.9 | 74272.7315 | 3211.9 | 0 | 0 | 0 | 7.276e-12
2022091418 | 4 | 0.81086 | 81086 | 0.40292 | 20951.84 | 0.4538 | 40388.2 | 1 | 5000 | 20951.84 | 40388.2 | 0 | 0 | 0 | 0 | 14745.96 | 59526.7715 | 14745.96 | 0 | 0 | 0 | 0
2022091419 | 4 | 0.78211 | 78211 | 0.40607 | 21115.64 | 0.25505 | 22699.45 | 1 | 5000 | 21115.64 | 22699.45 | 0 | 0 | 0 | 0 | 29395.91 | 30130.8615 | 29395.91 | 0 | 0 | 0 | 0
2022091420 | 4 | 0.74708 | 74708 | 0.3751 | 19505.2 | 0.03694 | 3287.66 | 1 | 5000 | 19505.2 | 3287.66 | 0 | 0 | 0 | 0 | 46915.14 | 0 | 30130.8615 | 0 | 0 | 0 | 16784.2785
2022091421 | 4 | 0.72514 | 72514 | 0.39126 | 20345.52 | 0 | 0 | 1 | 5000 | 20345.52 | 0 | 0 | 0 | 0 | 0 | 47168.48 | 0 | 0 | 0 | 0 | 0 | 47168.48
2022091422 | 4 | 0.68581 | 68581 | 0.43501 | 22620.52 | 0 | 0 | 1 | 5000 | 22620.52 | 0 | 0 | 0 | 0 | 0 | 40960.48 | 0 | 0 | 0 | 0 | 0 | 40960.48
2022091423 | 4 | 0.63701 | 63701 | 0.44074 | 22918.48 | 0 | 0 | 1 | 5000 | 22918.48 | 0 | 0 | 0 | 0 | 0 | 35782.52 | 0 | 0 | 0 | 0 | 0 | 35782.52
2022091424 | 4 | 0.58608 | 58608 | 0.43625 | 22685 | 0 | 0 | 1 | 5000 | 22685 | 0 | 0 | 0 | 0 | 0 | 30923 | 0 | 0 | 0 | 0 | 0 | 30923
2022091501 | 5 | 0.54659 | 54659 | 0.42229 | 21959.08 | 0 | 0 | 1 | 5000 | 21959.08 | 0 | 0 | 0 | 0 | 0 | 27699.92 | 0 | 0 | 0 | 0 | 0 | 27699.92
2022091502 | 5 | 0.51817 | 51817 | 0.40875 | 21255 | 0 | 0 | 1 | 5000 | 21255 | 0 | 0 | 0 | 0 | 0 | 25562 | 0 | 0 | 0 | 0 | 0 | 25562
2022091503 | 5 | 0.49907 | 49907 | 0.39639 | 20612.28 | 0 | 0 | 1 | 5000 | 20612.28 | 0 | 0 | 0 | 0 | 0 | 24294.72 | 0 | 0 | 0 | 0 | 0 | 24294.72
2022091504 | 5 | 0.48826 | 48826 | 0.39366 | 20470.32 | 0 | 0 | 1 | 5000 | 20470.32 | 0 | 0 | 0 | 0 | 0 | 23355.68 | 0 | 0 | 0 | 0 | 0 | 23355.68
2022091505 | 5 | 0.48351 | 48351 | 0.38211 | 19869.72 | 0 | 0 | 1 | 5000 | 19869.72 | 0 | 0 | 0 | 0 | 0 | 23481.28 | 0 | 0 | 0 | 0 | 0 | 23481.28
2022091506 | 5 | 0.49827 | 49827 | 0.3613 | 18787.6 | 0 | 0 | 1 | 5000 | 18787.6 | 0 | 0 | 0 | 0 | 0 | 26039.4 | 0 | 0 | 0 | 0 | 0 | 26039.4
2022091507 | 5 | 0.52588 | 52588 | 0.34854 | 18124.08 | 0 | 0 | 1 | 5000 | 18124.08 | 0 | 0 | 0 | 0 | 0 | 29463.92 | 0 | 0 | 0 | 0 | 0 | 29463.92
2022091508 | 5 | 0.53395 | 53395 | 0.3562 | 18522.4 | 0.02535 | 2256.15 | 1 | 5000 | 18522.4 | 2256.15 | 0 | 0 | 0 | 0 | 27616.45 | 0 | 0 | 0 | 0 | 0 | 27616.45
2022091509 | 5 | 0.55014 | 55014 | 0.31331 | 16292.12 | 0.32409 | 28844.01 | 1 | 5000 | 16292.12 | 28844.01 | 0 | 0 | 0 | 0 | 4877.87 | 0 | 0 | 0 | 0 | 0 | 4877.87
2022091510 | 5 | 0.58255 | 58255 | 0.31564 | 16413.28 | 0.65486 | 58282.54 | 1 | 5000 | 16413.28 | 36841.72 | 0 | 0 | 21440.82 | 21440.82 | 0 | 18224.697 | 0 | 0 | 0 | 18224.697 | 0
2022091511 | 5 | 0.62217 | 62217 | 0.34571 | 17976.92 | 0.70533 | 62774.37 | 1 | 5000 | 17976.92 | 39240.08 | 0 | 0 | 23534.29 | 23534.29 | 0 | 38228.8435 | 0 | 0 | 0 | 20004.1465 | 0
2022091512 | 5 | 0.66372 | 66372 | 0.31052 | 16147.04 | 0.72637 | 64646.93 | 1 | 5000 | 16147.04 | 45224.96 | 0 | 0 | 19421.97 | 19421.97 | 0 | 54737.518 | 0 | 0 | 0 | 16508.6745 | 0
2022091513 | 5 | 0.70353 | 70353 | 0.27434 | 14265.68 | 0.71398 | 63544.22 | 1 | 5000 | 14265.68 | 51087.32 | 0 | 0 | 12456.9 | 12456.9 | 0 | 65325.883 | 0 | 0 | 0 | 10588.365 | 0
2022091514 | 5 | 0.74233 | 74233 | 0.2657 | 13816.4 | 0.74359 | 66179.51 | 1 | 5000 | 13816.4 | 55416.6 | 0 | 0 | 10762.91 | 10762.91 | 0 | 74474.3565 | 0 | 0 | 0 | 9148.4735 | 0
2022091515 | 5 | 0.77206 | 77206 | 0.24694 | 12840.88 | 0.74755 | 66531.95 | 1 | 5000 | 12840.88 | 59365.12 | 0 | 0 | 7166.83 | 7166.83 | 0 | 80566.162 | 0 | 0 | 0 | 6091.8055 | 0
2022091516 | 5 | 0.796 | 79600 | 0.25199 | 13103.48 | 0.74178 | 66018.42 | 1 | 5000 | 13103.48 | 61496.52 | 0 | 0 | 4521.9 | 4521.9 | 0 | 84409.777 | 0 | 0 | 0 | 3843.615 | 0
2022091517 | 5 | 0.81194 | 81194 | 0.2833 | 14731.6 | 0.71926 | 64014.14 | 1 | 5000 | 14731.6 | 61462.4 | 0 | 0 | 2551.74 | 2551.74 | 0 | 86578.756 | 0 | 0 | 0 | 2168.979 | 0
2022091518 | 5 | 0.80965 | 80965 | 0.33912 | 17634.24 | 0.66683 | 59347.87 | 1 | 5000 | 17634.24 | 58330.76 | 0 | 0 | 1017.11 | 1017.11 | 0 | 87443.2995 | 0 | 0 | 0 | 864.5435 | 0
2022091519 | 5 | 0.78422 | 78422 | 0.37603 | 19553.56 | 0.42008 | 37387.12 | 1 | 5000 | 19553.56 | 37387.12 | 0 | 0 | 0 | 0 | 16481.32 | 70961.9795 | 16481.32 | 0 | 0 | 0 | 0
2022091520 | 5 | 0.7518 | 75180 | 0.37445 | 19471.4 | 0.05023 | 4470.47 | 1 | 5000 | 19471.4 | 4470.47 | 0 | 0 | 0 | 0 | 46238.13 | 24723.8495 | 46238.13 | 0 | 0 | 0 | 0
2022091521 | 5 | 0.73343 | 73343 | 0.39503 | 20541.56 | 0 | 0 | 1 | 5000 | 20541.56 | 0 | 0 | 0 | 0 | 0 | 47801.44 | 0 | 24723.8495 | 0 | 0 | 0 | 23077.5905
2022091522 | 5 | 0.70035 | 70035 | 0.45476 | 23647.52 | 0 | 0 | 1 | 5000 | 23647.52 | 0 | 0 | 0 | 0 | 0 | 41387.48 | 0 | 0 | 0 | 0 | 0 | 41387.48
2022091523 | 5 | 0.65774 | 65774 | 0.50119 | 26061.88 | 0 | 0 | 1 | 5000 | 26061.88 | 0 | 0 | 0 | 0 | 0 | 34712.12 | 0 | 0 | 0 | 0 | 0 | 34712.12
2022091524 | 5 | 0.61222 | 61222 | 0.51701 | 26884.52 | 0 | 0 | 1 | 5000 | 26884.52 | 0 | 0 | 0 | 0 | 0 | 29337.48 | 0 | 0 | 0 | 0 | 0 | 29337.48
2022091601 | 6 | 0.57524 | 57524 | 0.51545 | 26803.4 | 0 | 0 | 1 | 5000 | 26803.4 | 0 | 0 | 0 | 0 | 0 | 25720.6 | 0 | 0 | 0 | 0 | 0 | 25720.6
2022091602 | 6 | 0.54707 | 54707 | 0.50417 | 26216.84 | 0 | 0 | 1 | 5000 | 26216.84 | 0 | 0 | 0 | 0 | 0 | 23490.16 | 0 | 0 | 0 | 0 | 0 | 23490.16
2022091603 | 6 | 0.52942 | 52942 | 0.49221 | 25594.92 | 0 | 0 | 1 | 5000 | 25594.92 | 0 | 0 | 0 | 0 | 0 | 22347.08 | 0 | 0 | 0 | 0 | 0 | 22347.08
2022091604 | 6 | 0.52025 | 52025 | 0.49349 | 25661.48 | 0 | 0 | 1 | 5000 | 25661.48 | 0 | 0 | 0 | 0 | 0 | 21363.52 | 0 | 0 | 0 | 0 | 0 | 21363.52
2022091605 | 6 | 0.51964 | 51964 | 0.47669 | 24787.88 | 0 | 0 | 1 | 5000 | 24787.88 | 0 | 0 | 0 | 0 | 0 | 22176.12 | 0 | 0 | 0 | 0 | 0 | 22176.12
2022091606 | 6 | 0.53608 | 53608 | 0.44592 | 23187.84 | 0 | 0 | 1 | 5000 | 23187.84 | 0 | 0 | 0 | 0 | 0 | 25420.16 | 0 | 0 | 0 | 0 | 0 | 25420.16
2022091607 | 6 | 0.5627 | 56270 | 0.41223 | 21435.96 | 0 | 0 | 1 | 5000 | 21435.96 | 0 | 0 | 0 | 0 | 0 | 29834.04 | 0 | 0 | 0 | 0 | 0 | 29834.04
2022091608 | 6 | 0.57266 | 57266 | 0.39569 | 20575.88 | 0.02111 | 1878.79 | 1 | 5000 | 20575.88 | 1878.79 | 0 | 0 | 0 | 0 | 29811.33 | 0 | 0 | 0 | 0 | 0 | 29811.33
2022091609 | 6 | 0.58926 | 58926 | 0.3204 | 16660.8 | 0.33659 | 29956.51 | 1 | 5000 | 16660.8 | 29956.51 | 0 | 0 | 0 | 0 | 7308.69 | 0 | 0 | 0 | 0 | 0 | 7308.69
2022091610 | 6 | 0.62688 | 62688 | 0.32351 | 16822.52 | 0.67059 | 59682.51 | 1 | 5000 | 16822.52 | 40865.48 | 0 | 0 | 18817.03 | 18817.03 | 0 | 15994.4755 | 0 | 0 | 0 | 15994.4755 | 0
2022091611 | 6 | 0.67391 | 67391 | 0.37972 | 19745.44 | 0.68652 | 61100.28 | 1 | 5000 | 19745.44 | 42645.56 | 0 | 0 | 18454.72 | 18454.72 | 0 | 31680.9875 | 0 | 0 | 0 | 15686.512 | 0
2022091612 | 6 | 0.71747 | 71747 | 0.34305 | 17838.6 | 0.73282 | 65220.98 | 1 | 5000 | 17838.6 | 48908.4 | 0 | 0 | 16312.58 | 16312.58 | 0 | 45546.6805 | 0 | 0 | 0 | 13865.693 | 0
2022091613 | 6 | 0.757 | 75700 | 0.30933 | 16085.16 | 0.72674 | 64679.86 | 1 | 5000 | 16085.16 | 54614.84 | 0 | 0 | 10065.02 | 10065.02 | 0 | 54101.9475 | 0 | 0 | 0 | 8555.267 | 0
2022091614 | 6 | 0.79571 | 79571 | 0.29195 | 15181.4 | 0.71546 | 63675.94 | 1 | 5000 | 15181.4 | 59389.6 | 0 | 0 | 4286.34 | 4286.34 | 0 | 57745.3365 | 0 | 0 | 0 | 3643.389 | 0
2022091615 | 6 | 0.82013 | 82013 | 0.28665 | 14905.8 | 0.72417 | 64451.13 | 1 | 5000 | 14905.8 | 62107.2 | 0 | 0 | 2343.93 | 2343.93 | 0 | 59737.677 | 0 | 0 | 0 | 1992.3405 | 0
2022091616 | 6 | 0.82963 | 82963 | 0.28558 | 14850.16 | 0.71444 | 63585.16 | 1 | 5000 | 14850.16 | 63112.84 | 0 | 0 | 472.32 | 472.32 | 0 | 60139.149 | 0 | 0 | 0 | 401.472 | 0
2022091617 | 6 | 0.83502 | 83502 | 0.29398 | 15286.96 | 0.67882 | 60414.98 | 1 | 5000 | 15286.96 | 60414.98 | 0 | 0 | 0 | 0 | 2800.06 | 57339.089 | 2800.06 | 0 | 0 | 0 | 0
2022091618 | 6 | 0.83284 | 83284 | 0.33072 | 17197.44 | 0.62345 | 55487.05 | 1 | 5000 | 17197.44 | 55487.05 | 0 | 0 | 0 | 0 | 5599.51 | 51739.579 | 5599.51 | 0 | 0 | 0 | 0
2022091619 | 6 | 0.81032 | 81032 | 0.38093 | 19808.36 | 0.40543 | 36083.27 | 1 | 5000 | 19808.36 | 36083.27 | 0 | 0 | 0 | 0 | 20140.37 | 31599.209 | 20140.37 | 0 | 0 | 0 | 0
2022091620 | 6 | 0.77774 | 77774 | 0.4064 | 21132.8 | 0.05422 | 4825.58 | 1 | 5000 | 21132.8 | 4825.58 | 0 | 0 | 0 | 0 | 46815.62 | 0 | 31599.209 | 0 | 0 | 0 | 15216.411
2022091621 | 6 | 0.75537 | 75537 | 0.46411 | 24133.72 | 0 | 0 | 1 | 5000 | 24133.72 | 0 | 0 | 0 | 0 | 0 | 46403.28 | 0 | 0 | 0 | 0 | 0 | 46403.28
2022091622 | 6 | 0.72589 | 72589 | 0.52748 | 27428.96 | 0 | 0 | 1 | 5000 | 27428.96 | 0 | 0 | 0 | 0 | 0 | 40160.04 | 0 | 0 | 0 | 0 | 0 | 40160.04
2022091623 | 6 | 0.68898 | 68898 | 0.55567 | 28894.84 | 0 | 0 | 1 | 5000 | 28894.84 | 0 | 0 | 0 | 0 | 0 | 35003.16 | 0 | 0 | 0 | 0 | 0 | 35003.16
2022091624 | 6 | 0.65078 | 65078 | 0.56721 | 29494.92 | 0 | 0 | 1 | 5000 | 29494.92 | 0 | 0 | 0 | 0 | 0 | 30583.08 | 0 | 0 | 0 | 0 | 0 | 30583.08
2022091701 | 7 | 0.61426 | 61426 | 0.56215 | 29231.8 | 0 | 0 | 1 | 5000 | 29231.8 | 0 | 0 | 0 | 0 | 0 | 27194.2 | 0 | 0 | 0 | 0 | 0 | 27194.2
2022091702 | 7 | 0.58568 | 58568 | 0.55371 | 28792.92 | 0 | 0 | 1 | 5000 | 28792.92 | 0 | 0 | 0 | 0 | 0 | 24775.08 | 0 | 0 | 0 | 0 | 0 | 24775.08
2022091703 | 7 | 0.56459 | 56459 | 0.54844 | 28518.88 | 0 | 0 | 1 | 5000 | 28518.88 | 0 | 0 | 0 | 0 | 0 | 22940.12 | 0 | 0 | 0 | 0 | 0 | 22940.12
2022091704 | 7 | 0.54984 | 54984 | 0.52749 | 27429.48 | 0 | 0 | 1 | 5000 | 27429.48 | 0 | 0 | 0 | 0 | 0 | 22554.52 | 0 | 0 | 0 | 0 | 0 | 22554.52
2022091705 | 7 | 0.54098 | 54098 | 0.50673 | 26349.96 | 0 | 0 | 1 | 5000 | 26349.96 | 0 | 0 | 0 | 0 | 0 | 22748.04 | 0 | 0 | 0 | 0 | 0 | 22748.04
2022091706 | 7 | 0.54284 | 54284 | 0.48153 | 25039.56 | 0 | 0 | 1 | 5000 | 25039.56 | 0 | 0 | 0 | 0 | 0 | 24244.44 | 0 | 0 | 0 | 0 | 0 | 24244.44
2022091707 | 7 | 0.54677 | 54677 | 0.45788 | 23809.76 | 0 | 0 | 1 | 5000 | 23809.76 | 0 | 0 | 0 | 0 | 0 | 25867.24 | 0 | 0 | 0 | 0 | 0 | 25867.24
2022091708 | 7 | 0.55393 | 55393 | 0.43491 | 22615.32 | 0.01637 | 1456.93 | 1 | 5000 | 22615.32 | 1456.93 | 0 | 0 | 0 | 0 | 26320.75 | 0 | 0 | 0 | 0 | 0 | 26320.75
2022091709 | 7 | 0.58358 | 58358 | 0.3874 | 20144.8 | 0.30145 | 26829.05 | 1 | 5000 | 20144.8 | 26829.05 | 0 | 0 | 0 | 0 | 6384.15 | 0 | 0 | 0 | 0 | 0 | 6384.15
2022091710 | 7 | 0.63222 | 63222 | 0.42207 | 21947.64 | 0.53448 | 47568.72 | 1 | 5000 | 21947.64 | 36274.36 | 0 | 0 | 11294.36 | 11294.36 | 0 | 9600.206 | 0 | 0 | 0 | 9600.206 | 0
2022091711 | 7 | 0.67897 | 67897 | 0.48606 | 25275.12 | 0.4388 | 39053.2 | 1 | 5000 | 25275.12 | 37621.88 | 0 | 0 | 1431.32 | 1431.32 | 0 | 10816.828 | 0 | 0 | 0 | 1216.622 | 0
2022091712 | 7 | 0.72531 | 72531 | 0.47826 | 24869.52 | 0.49382 | 43949.98 | 1 | 5000 | 24869.52 | 42661.48 | 0 | 0 | 1288.5 | 1288.5 | 0 | 11912.053 | 0 | 0 | 0 | 1095.225 | 0
2022091713 | 7 | 0.76905 | 76905 | 0.44543 | 23162.36 | 0.60272 | 53642.08 | 1 | 5000 | 23162.36 | 48742.64 | 0 | 0 | 4899.44 | 4899.44 | 0 | 16076.577 | 0 | 0 | 0 | 4164.524 | 0
2022091714 | 7 | 0.80369 | 80369 | 0.42836 | 22274.72 | 0.67224 | 59829.36 | 1 | 5000 | 22274.72 | 53094.28 | 0 | 0 | 6735.08 | 6735.08 | 0 | 21801.395 | 0 | 0 | 0 | 5724.818 | 0
2022091715 | 7 | 0.82809 | 82809 | 0.42369 | 22031.88 | 0.69452 | 61812.28 | 1 | 5000 | 22031.88 | 55777.12 | 0 | 0 | 6035.16 | 6035.16 | 0 | 26931.281 | 0 | 0 | 0 | 5129.886 | 0
2022091716 | 7 | 0.84239 | 84239 | 0.41997 | 21838.44 | 0.70234 | 62508.26 | 1 | 5000 | 21838.44 | 57400.56 | 0 | 0 | 5107.7 | 5107.7 | 0 | 31272.826 | 0 | 0 | 0 | 4341.545 | 0
2022091717 | 7 | 0.84664 | 84664 | 0.41611 | 21637.72 | 0.70706 | 62928.34 | 1 | 5000 | 21637.72 | 58026.28 | 0 | 0 | 4902.06 | 4902.06 | 0 | 35439.577 | 0 | 0 | 0 | 4166.751 | 0
2022091718 | 7 | 0.84051 | 84051 | 0.42678 | 22192.56 | 0.66135 | 58860.15 | 1 | 5000 | 22192.56 | 56858.44 | 0 | 0 | 2001.71 | 2001.71 | 0 | 37141.0305 | 0 | 0 | 0 | 1701.4535 | 0
2022091719 | 7 | 0.81927 | 81927 | 0.44426 | 23101.52 | 0.41057 | 36540.73 | 1 | 5000 | 23101.52 | 36540.73 | 0 | 0 | 0 | 0 | 17284.75 | 19856.2805 | 17284.75 | 0 | 0 | 0 | 0
2022091720 | 7 | 0.78387 | 78387 | 0.43036 | 22378.72 | 0.05294 | 4711.66 | 1 | 5000 | 22378.72 | 4711.66 | 0 | 0 | 0 | 0 | 46296.62 | 0 | 19856.2805 | 0 | 0 | 0 | 26440.3395
2022091721 | 7 | 0.75928 | 75928 | 0.4304 | 22380.8 | 0 | 0 | 1 | 5000 | 22380.8 | 0 | 0 | 0 | 0 | 0 | 48547.2 | 0 | 0 | 0 | 0 | 0 | 48547.2
2022091722 | 7 | 0.72705 | 72705 | 0.47766 | 24838.32 | 0 | 0 | 1 | 5000 | 24838.32 | 0 | 0 | 0 | 0 | 0 | 42866.68 | 0 | 0 | 0 | 0 | 0 | 42866.68
2022091723 | 7 | 0.68987 | 68987 | 0.49892 | 25943.84 | 0 | 0 | 1 | 5000 | 25943.84 | 0 | 0 | 0 | 0 | 0 | 38043.16 | 0 | 0 | 0 | 0 | 0 | 38043.16
2022091724 | 7 | 0.65137 | 65137 | 0.49885 | 25940.2 | 0 | 0 | 1 | 5000 | 25940.2 | 0 | 0 | 0 | 0 | 0 | 34196.8 | 0 | 0 | 0 | 0 | 0 | 34196.8
2022091801 | 1 | 0.61604 | 61604 | 0.49758 | 25874.16 | 0 | 0 | 1 | 5000 | 25874.16 | 0 | 0 | 0 | 0 | 0 | 30729.84 | 0 | 0 | 0 | 0 | 0 | 30729.84
2022091802 | 1 | 0.58639 | 58639 | 0.48582 | 25262.64 | 0 | 0 | 1 | 5000 | 25262.64 | 0 | 0 | 0 | 0 | 0 | 28376.36 | 0 | 0 | 0 | 0 | 0 | 28376.36
2022091803 | 1 | 0.56047 | 56047 | 0.46443 | 24150.36 | 0 | 0 | 1 | 5000 | 24150.36 | 0 | 0 | 0 | 0 | 0 | 26896.64 | 0 | 0 | 0 | 0 | 0 | 26896.64
2022091804 | 1 | 0.54445 | 54445 | 0.45386 | 23600.72 | 0 | 0 | 1 | 5000 | 23600.72 | 0 | 0 | 0 | 0 | 0 | 25844.28 | 0 | 0 | 0 | 0 | 0 | 25844.28
2022091805 | 1 | 0.53441 | 53441 | 0.44405 | 23090.6 | 0 | 0 | 1 | 5000 | 23090.6 | 0 | 0 | 0 | 0 | 0 | 25350.4 | 0 | 0 | 0 | 0 | 0 | 25350.4
2022091806 | 1 | 0.53288 | 53288 | 0.44009 | 22884.68 | 0 | 0 | 1 | 5000 | 22884.68 | 0 | 0 | 0 | 0 | 0 | 25403.32 | 0 | 0 | 0 | 0 | 0 | 25403.32
2022091807 | 1 | 0.53054 | 53054 | 0.43655 | 22700.6 | 0 | 0 | 1 | 5000 | 22700.6 | 0 | 0 | 0 | 0 | 0 | 25353.4 | 0 | 0 | 0 | 0 | 0 | 25353.4
2022091808 | 1 | 0.53294 | 53294 | 0.41394 | 21524.88 | 0.02207 | 1964.23 | 1 | 5000 | 21524.88 | 1964.23 | 0 | 0 | 0 | 0 | 24804.89 | 0 | 0 | 0 | 0 | 0 | 24804.89
2022091809 | 1 | 0.5636 | 56360 | 0.36084 | 18763.68 | 0.32649 | 29057.61 | 1 | 5000 | 18763.68 | 29057.61 | 0 | 0 | 0 | 0 | 3538.71 | 0 | 0 | 0 | 0 | 0 | 3538.71
2022091810 | 1 | 0.6183 | 61830 | 0.38577 | 20060.04 | 0.50614 | 45046.46 | 1 | 5000 | 20060.04 | 36769.96 | 0 | 0 | 8276.5 | 8276.5 | 0 | 7035.025 | 0 | 0 | 0 | 7035.025 | 0
2022091811 | 1 | 0.66793 | 66793 | 0.39194 | 20380.88 | 0.46264 | 41174.96 | 1 | 5000 | 20380.88 | 41174.96 | 0 | 0 | 0 | 0 | 237.16 | 6797.865 | 237.16 | 0 | 0 | 0 | 0
2022091812 | 1 | 0.71731 | 71731 | 0.35183 | 18295.16 | 0.57065 | 50787.85 | 1 | 5000 | 18295.16 | 48435.84 | 0 | 0 | 2352.01 | 2352.01 | 0 | 8797.0735 | 0 | 0 | 0 | 1999.2085 | 0
2022091813 | 1 | 0.76543 | 76543 | 0.31409 | 16332.68 | 0.65695 | 58468.55 | 1 | 5000 | 16332.68 | 55210.32 | 0 | 0 | 3258.23 | 3258.23 | 0 | 11566.569 | 0 | 0 | 0 | 2769.4955 | 0
2022091814 | 1 | 0.80511 | 80511 | 0.28499 | 14819.48 | 0.72837 | 64824.93 | 1 | 5000 | 14819.48 | 60691.52 | 0 | 0 | 4133.41 | 4133.41 | 0 | 15079.9675 | 0 | 0 | 0 | 3513.3985 | 0
2022091815 | 1 | 0.83555 | 83555 | 0.26609 | 13836.68 | 0.73661 | 65558.29 | 1 | 5000 | 13836.68 | 64718.32 | 0 | 0 | 839.97 | 839.97 | 0 | 15793.942 | 0 | 0 | 0 | 713.9745 | 0
2022091816 | 1 | 0.8501 | 85010 | 0.25801 | 13416.52 | 0.74578 | 66374.42 | 1 | 5000 | 13416.52 | 66374.42 | 0 | 0 | 0 | 0 | 219.06 | 15574.882 | 219.06 | 0 | 0 | 0 | 0
2022091817 | 1 | 0.85981 | 85981 | 0.27796 | 14453.92 | 0.72568 | 64585.52 | 1 | 5000 | 14453.92 | 64585.52 | 0 | 0 | 0 | 0 | 1941.56 | 13633.322 | 1941.56 | 0 | 0 | 0 | 0
2022091818 | 1 | 0.85875 | 85875 | 0.30981 | 16110.12 | 0.65756 | 58522.84 | 1 | 5000 | 16110.12 | 58522.84 | 0 | 0 | 0 | 0 | 6242.04 | 7391.282 | 6242.04 | 0 | 0 | 0 | 0
2022091819 | 1 | 0.84255 | 84255 | 0.35027 | 18214.04 | 0.40969 | 36462.41 | 1 | 5000 | 18214.04 | 36462.41 | 0 | 0 | 0 | 0 | 24578.55 | 0 | 7391.282 | 0 | 0 | 0 | 17187.268
2022091820 | 1 | 0.81438 | 81438 | 0.38549 | 20045.48 | 0.04351 | 3872.39 | 1 | 5000 | 20045.48 | 3872.39 | 0 | 0 | 0 | 0 | 52520.13 | 0 | 0 | 0 | 0 | 0 | 52520.13
2022091821 | 1 | 0.79119 | 79119 | 0.41999 | 21839.48 | 0 | 0 | 1 | 5000 | 21839.48 | 0 | 0 | 0 | 0 | 0 | 52279.52 | 0 | 0 | 0 | 0 | 0 | 52279.52
2022091822 | 1 | 0.75593 | 75593 | 0.46252 | 24051.04 | 0 | 0 | 1 | 5000 | 24051.04 | 0 | 0 | 0 | 0 | 0 | 46541.96 | 0 | 0 | 0 | 0 | 0 | 46541.96
2022091823 | 1 | 0.70708 | 70708 | 0.47205 | 24546.6 | 0 | 0 | 1 | 5000 | 24546.6 | 0 | 0 | 0 | 0 | 0 | 41161.4 | 0 | 0 | 0 | 0 | 0 | 41161.4
2022091824 | 1 | 0.65637 | 65637 | 0.46431 | 24144.12 | 0 | 0 | 1 | 5000 | 24144.12 | 0 | 0 | 0 | 0 | 0 | 36492.88 | 0 | 0 | 0 | 0 | 0 | 36492.88
2022091901 | 2 | 0.61254 | 61254 | 0.44487 | 23133.24 | 0 | 0 | 1 | 5000 | 23133.24 | 0 | 0 | 0 | 0 | 0 | 33120.76 | 0 | 0 | 0 | 0 | 0 | 33120.76
2022091902 | 2 | 0.58164 | 58164 | 0.4313 | 22427.6 | 0 | 0 | 1 | 5000 | 22427.6 | 0 | 0 | 0 | 0 | 0 | 30736.4 | 0 | 0 | 0 | 0 | 0 | 30736.4
2022091903 | 2 | 0.5609 | 56090 | 0.41832 | 21752.64 | 0 | 0 | 1 | 5000 | 21752.64 | 0 | 0 | 0 | 0 | 0 | 29337.36 | 0 | 0 | 0 | 0 | 0 | 29337.36
2022091904 | 2 | 0.55069 | 55069 | 0.41369 | 21511.88 | 0 | 0 | 1 | 5000 | 21511.88 | 0 | 0 | 0 | 0 | 0 | 28557.12 | 0 | 0 | 0 | 0 | 0 | 28557.12
2022091905 | 2 | 0.5495 | 54950 | 0.38679 | 20113.08 | 0 | 0 | 1 | 5000 | 20113.08 | 0 | 0 | 0 | 0 | 0 | 29836.92 | 0 | 0 | 0 | 0 | 0 | 29836.92
2022091906 | 2 | 0.56584 | 56584 | 0.33944 | 17650.88 | 0 | 0 | 1 | 5000 | 17650.88 | 0 | 0 | 0 | 0 | 0 | 33933.12 | 0 | 0 | 0 | 0 | 0 | 33933.12
2022091907 | 2 | 0.58957 | 58957 | 0.30128 | 15666.56 | 0 | 0 | 1 | 5000 | 15666.56 | 0 | 0 | 0 | 0 | 0 | 38290.44 | 0 | 0 | 0 | 0 | 0 | 38290.44
2022091908 | 2 | 0.59716 | 59716 | 0.26218 | 13633.36 | 0.02023 | 1800.47 | 1 | 5000 | 13633.36 | 1800.47 | 0 | 0 | 0 | 0 | 39282.17 | 0 | 0 | 0 | 0 | 0 | 39282.17
2022091909 | 2 | 0.61773 | 61773 | 0.20368 | 10591.36 | 0.29056 | 25859.84 | 1 | 5000 | 10591.36 | 25859.84 | 0 | 0 | 0 | 0 | 20321.8 | 0 | 0 | 0 | 0 | 0 | 20321.8
2022091910 | 2 | 0.66215 | 66215 | 0.19853 | 10323.56 | 0.56385 | 50182.65 | 1 | 5000 | 10323.56 | 50182.65 | 0 | 0 | 0 | 0 | 708.79 | 0 | 0 | 0 | 0 | 0 | 708.79
2022091911 | 2 | 0.71406 | 71406 | 0.22714 | 11811.28 | 0.65886 | 58638.54 | 1 | 5000 | 11811.28 | 54594.72 | 0 | 0 | 4043.82 | 4043.82 | 0 | 3437.247 | 0 | 0 | 0 | 3437.247 | 0
2022091912 | 2 | 0.76437 | 76437 | 0.20348 | 10580.96 | 0.69857 | 62172.73 | 1 | 5000 | 10580.96 | 60856.04 | 0 | 0 | 1316.69 | 1316.69 | 0 | 4556.4335 | 0 | 0 | 0 | 1119.1865 | 0
2022091913 | 2 | 0.80651 | 80651 | 0.19971 | 10384.92 | 0.68234 | 60728.26 | 1 | 5000 | 10384.92 | 60728.26 | 0 | 0 | 0 | 0 | 4537.82 | 18.6135 | 4537.82 | 0 | 0 | 0 | 0
2022091914 | 2 | 0.85013 | 85013 | 0.21786 | 11328.72 | 0.66046 | 58780.94 | 1 | 5000 | 11328.72 | 58780.94 | 0 | 0 | 0 | 0 | 9903.34 | 0 | 18.6135 | 0 | 0 | 0 | 9884.7265
2022091915 | 2 | 0.86745 | 86745 | 0.22468 | 11683.36 | 0.67849 | 60385.61 | 1 | 5000 | 11683.36 | 60385.61 | 0 | 0 | 0 | 0 | 9676.03 | 0 | 0 | 0 | 0 | 0 | 9676.03
2022091916 | 2 | 0.8736 | 87360 | 0.23116 | 12020.32 | 0.66657 | 59324.73 | 1 | 5000 | 12020.32 | 59324.73 | 0 | 0 | 0 | 0 | 11014.95 | 0 | 0 | 0 | 0 | 0 | 11014.95
2022091917 | 2 | 0.87918 | 87918 | 0.24396 | 12685.92 | 0.65375 | 58183.75 | 1 | 5000 | 12685.92 | 58183.75 | 0 | 0 | 0 | 0 | 12048.33 | 0 | 0 | 0 | 0 | 0 | 12048.33
2022091918 | 2 | 0.87492 | 87492 | 0.27019 | 14049.88 | 0.61254 | 54516.06 | 1 | 5000 | 14049.88 | 54516.06 | 0 | 0 | 0 | 0 | 13926.06 | 0 | 0 | 0 | 0 | 0 | 13926.06
2022091919 | 2 | 0.86163 | 86163 | 0.27995 | 14557.4 | 0.35782 | 31845.98 | 1 | 5000 | 14557.4 | 31845.98 | 0 | 0 | 0 | 0 | 34759.62 | 0 | 0 | 0 | 0 | 0 | 34759.62
2022091920 | 2 | 0.83345 | 83345 | 0.25973 | 13505.96 | 0.03477 | 3094.53 | 1 | 5000 | 13505.96 | 3094.53 | 0 | 0 | 0 | 0 | 61744.51 | 0 | 0 | 0 | 0 | 0 | 61744.51
2022091921 | 2 | 0.81098 | 81098 | 0.29835 | 15514.2 | 0 | 0 | 1 | 5000 | 15514.2 | 0 | 0 | 0 | 0 | 0 | 60583.8 | 0 | 0 | 0 | 0 | 0 | 60583.8
2022091922 | 2 | 0.76998 | 76998 | 0.36228 | 18838.56 | 0 | 0 | 1 | 5000 | 18838.56 | 0 | 0 | 0 | 0 | 0 | 53159.44 | 0 | 0 | 0 | 0 | 0 | 53159.44
2022091923 | 2 | 0.71692 | 71692 | 0.40801 | 21216.52 | 0 | 0 | 1 | 5000 | 21216.52 | 0 | 0 | 0 | 0 | 0 | 45475.48 | 0 | 0 | 0 | 0 | 0 | 45475.48
2022091924 | 2 | 0.66543 | 66543 | 0.42435 | 22066.2 | 0 | 0 | 1 | 5000 | 22066.2 | 0 | 0 | 0 | 0 | 0 | 39476.8 | 0 | 0 | 0 | 0 | 0 | 39476.8
2022092001 | 3 | 0.62346 | 62346 | 0.42115 | 21899.8 | 0 | 0 | 1 | 5000 | 21899.8 | 0 | 0 | 0 | 0 | 0 | 35446.2 | 0 | 0 | 0 | 0 | 0 | 35446.2
2022092002 | 3 | 0.5927 | 59270 | 0.40698 | 21162.96 | 0 | 0 | 1 | 5000 | 21162.96 | 0 | 0 | 0 | 0 | 0 | 33107.04 | 0 | 0 | 0 | 0 | 0 | 33107.04
2022092003 | 3 | 0.57089 | 57089 | 0.37308 | 19400.16 | 0 | 0 | 1 | 5000 | 19400.16 | 0 | 0 | 0 | 0 | 0 | 32688.84 | 0 | 0 | 0 | 0 | 0 | 32688.84
2022092004 | 3 | 0.55762 | 55762 | 0.35117 | 18260.84 | 0 | 0 | 1 | 5000 | 18260.84 | 0 | 0 | 0 | 0 | 0 | 32501.16 | 0 | 0 | 0 | 0 | 0 | 32501.16
2022092005 | 3 | 0.55575 | 55575 | 0.33172 | 17249.44 | 0 | 0 | 1 | 5000 | 17249.44 | 0 | 0 | 0 | 0 | 0 | 33325.56 | 0 | 0 | 0 | 0 | 0 | 33325.56
2022092006 | 3 | 0.57263 | 57263 | 0.31414 | 16335.28 | 0 | 0 | 1 | 5000 | 16335.28 | 0 | 0 | 0 | 0 | 0 | 35927.72 | 0 | 0 | 0 | 0 | 0 | 35927.72
2022092007 | 3 | 0.59762 | 59762 | 0.31313 | 16282.76 | 0 | 0 | 1 | 5000 | 16282.76 | 0 | 0 | 0 | 0 | 0 | 38479.24 | 0 | 0 | 0 | 0 | 0 | 38479.24
2022092008 | 3 | 0.60439 | 60439 | 0.29885 | 15540.2 | 0.01997 | 1777.33 | 1 | 5000 | 15540.2 | 1777.33 | 0 | 0 | 0 | 0 | 38121.47 | 0 | 0 | 0 | 0 | 0 | 38121.47
2022092009 | 3 | 0.62324 | 62324 | 0.24236 | 12602.72 | 0.32875 | 29258.75 | 1 | 5000 | 12602.72 | 29258.75 | 0 | 0 | 0 | 0 | 15462.53 | 0 | 0 | 0 | 0 | 0 | 15462.53
2022092010 | 3 | 0.66987 | 66987 | 0.21777 | 11324.04 | 0.67384 | 59971.76 | 1 | 5000 | 11324.04 | 50662.96 | 0 | 0 | 9308.8 | 9308.8 | 0 | 7912.48 | 0 | 0 | 0 | 7912.48 | 0
2022092011 | 3 | 0.72294 | 72294 | 0.22404 | 11650.08 | 0.73583 | 65488.87 | 1 | 5000 | 11650.08 | 55643.92 | 0 | 0 | 9844.95 | 9844.95 | 0 | 16280.6875 | 0 | 0 | 0 | 8368.2075 | 0
2022092012 | 3 | 0.76868 | 76868 | 0.2093 | 10883.6 | 0.74888 | 66650.32 | 1 | 5000 | 10883.6 | 60984.4 | 0 | 0 | 5665.92 | 5665.92 | 0 | 21096.7195 | 0 | 0 | 0 | 4816.032 | 0
2022092013 | 3 | 0.81432 | 81432 | 0.20885 | 10860.2 | 0.71916 | 64005.24 | 1 | 5000 | 10860.2 | 64005.24 | 0 | 0 | 0 | 0 | 1566.56 | 19530.1595 | 1566.56 | 0 | 0 | 0 | 0
2022092014 | 3 | 0.8557 | 85570 | 0.19947 | 10372.44 | 0.70956 | 63150.84 | 1 | 5000 | 10372.44 | 63150.84 | 0 | 0 | 0 | 0 | 7046.72 | 12483.4395 | 7046.72 | 0 | 0 | 0 | 0
2022092015 | 3 | 0.87852 | 87852 | 0.20028 | 10414.56 | 0.70381 | 62639.09 | 1 | 5000 | 10414.56 | 62639.09 | 0 | 0 | 0 | 0 | 9798.35 | 2685.0895 | 9798.35 | 0 | 0 | 0 | 0
2022092016 | 3 | 0.88301 | 88301 | 0.21026 | 10933.52 | 0.68795 | 61227.55 | 1 | 5000 | 10933.52 | 61227.55 | 0 | 0 | 0 | 0 | 11139.93 | 0 | 2685.0895 | 0 | 0 | 0 | 8454.8405
2022092017 | 3 | 0.88924 | 88924 | 0.22331 | 11612.12 | 0.67081 | 59702.09 | 1 | 5000 | 11612.12 | 59702.09 | 0 | 0 | 0 | 0 | 12609.79 | 0 | 0 | 0 | 0 | 0 | 12609.79
2022092018 | 3 | 0.88522 | 88522 | 0.24146 | 12555.92 | 0.62352 | 55493.28 | 1 | 5000 | 12555.92 | 55493.28 | 0 | 0 | 0 | 0 | 15472.8 | 0 | 0 | 0 | 0 | 0 | 15472.8
2022092019 | 3 | 0.86916 | 86916 | 0.24954 | 12976.08 | 0.35996 | 32036.44 | 1 | 5000 | 12976.08 | 32036.44 | 0 | 0 | 0 | 0 | 36903.48 | 0 | 0 | 0 | 0 | 0 | 36903.48
2022092020 | 3 | 0.83843 | 83843 | 0.2455 | 12766 | 0.04025 | 3582.25 | 1 | 5000 | 12766 | 3582.25 | 0 | 0 | 0 | 0 | 62494.75 | 0 | 0 | 0 | 0 | 0 | 62494.75
2022092021 | 3 | 0.81095 | 81095 | 0.28818 | 14985.36 | 0 | 0 | 1 | 5000 | 14985.36 | 0 | 0 | 0 | 0 | 0 | 61109.64 | 0 | 0 | 0 | 0 | 0 | 61109.64
2022092022 | 3 | 0.76823 | 76823 | 0.36196 | 18821.92 | 0 | 0 | 1 | 5000 | 18821.92 | 0 | 0 | 0 | 0 | 0 | 53001.08 | 0 | 0 | 0 | 0 | 0 | 53001.08
2022092023 | 3 | 0.71354 | 71354 | 0.40256 | 20933.12 | 0 | 0 | 1 | 5000 | 20933.12 | 0 | 0 | 0 | 0 | 0 | 45420.88 | 0 | 0 | 0 | 0 | 0 | 45420.88
2022092024 | 3 | 0.66228 | 66228 | 0.41117 | 21380.84 | 0 | 0 | 1 | 5000 | 21380.84 | 0 | 0 | 0 | 0 | 0 | 39847.16 | 0 | 0 | 0 | 0 | 0 | 39847.16
2022092101 | 4 | 0.61625 | 61625 | 0.39845 | 20719.4 | 0 | 0 | 1 | 5000 | 20719.4 | 0 | 0 | 0 | 0 | 0 | 35905.6 | 0 | 0 | 0 | 0 | 0 | 35905.6
2022092102 | 4 | 0.58319 | 58319 | 0.38063 | 19792.76 | 0 | 0 | 1 | 5000 | 19792.76 | 0 | 0 | 0 | 0 | 0 | 33526.24 | 0 | 0 | 0 | 0 | 0 | 33526.24
2022092103 | 4 | 0.56289 | 56289 | 0.36386 | 18920.72 | 0 | 0 | 1 | 5000 | 18920.72 | 0 | 0 | 0 | 0 | 0 | 32368.28 | 0 | 0 | 0 | 0 | 0 | 32368.28
2022092104 | 4 | 0.5485 | 54850 | 0.35955 | 18696.6 | 0 | 0 | 1 | 5000 | 18696.6 | 0 | 0 | 0 | 0 | 0 | 31153.4 | 0 | 0 | 0 | 0 | 0 | 31153.4
2022092105 | 4 | 0.54532 | 54532 | 0.36319 | 18885.88 | 0 | 0 | 1 | 5000 | 18885.88 | 0 | 0 | 0 | 0 | 0 | 30646.12 | 0 | 0 | 0 | 0 | 0 | 30646.12
2022092106 | 4 | 0.55669 | 55669 | 0.34828 | 18110.56 | 0 | 0 | 1 | 5000 | 18110.56 | 0 | 0 | 0 | 0 | 0 | 32558.44 | 0 | 0 | 0 | 0 | 0 | 32558.44
2022092107 | 4 | 0.57979 | 57979 | 0.32045 | 16663.4 | 0 | 0 | 1 | 5000 | 16663.4 | 0 | 0 | 0 | 0 | 0 | 36315.6 | 0 | 0 | 0 | 0 | 0 | 36315.6
2022092108 | 4 | 0.58519 | 58519 | 0.28673 | 14909.96 | 0.02085 | 1855.65 | 1 | 5000 | 14909.96 | 1855.65 | 0 | 0 | 0 | 0 | 36753.39 | 0 | 0 | 0 | 0 | 0 | 36753.39
2022092109 | 4 | 0.60398 | 60398 | 0.21882 | 11378.64 | 0.36153 | 32176.17 | 1 | 5000 | 11378.64 | 32176.17 | 0 | 0 | 0 | 0 | 11843.19 | 0 | 0 | 0 | 0 | 0 | 11843.19
2022092110 | 4 | 0.64718 | 64718 | 0.17594 | 9148.88 | 0.72185 | 64244.65 | 1 | 5000 | 9148.88 | 50569.12 | 0 | 0 | 13675.53 | 13675.53 | 0 | 11624.2005 | 0 | 0 | 0 | 11624.2005 | 0
2022092111 | 4 | 0.7003 | 70030 | 0.19727 | 10258.04 | 0.78187 | 69586.43 | 1 | 5000 | 10258.04 | 54771.96 | 0 | 0 | 14814.47 | 14814.47 | 0 | 24216.5 | 0 | 0 | 0 | 12592.2995 | 0
2022092112 | 4 | 0.75275 | 75275 | 0.17528 | 9114.56 | 0.77933 | 69360.37 | 1 | 5000 | 9114.56 | 61160.44 | 0 | 0 | 8199.93 | 8199.93 | 0 | 31186.4405 | 0 | 0 | 0 | 6969.9405 | 0
2022092113 | 4 | 0.8007 | 80070 | 0.16906 | 8791.12 | 0.75545 | 67235.05 | 1 | 5000 | 8791.12 | 66278.88 | 0 | 0 | 956.17 | 956.17 | 0 | 31999.185 | 0 | 0 | 0 | 812.7445 | 0
2022092114 | 4 | 0.84573 | 84573 | 0.16941 | 8809.32 | 0.75833 | 67491.37 | 1 | 5000 | 8809.32 | 67491.37 | 0 | 0 | 0 | 0 | 3272.31 | 28726.875 | 3272.31 | 0 | 0 | 0 | 0
2022092115 | 4 | 0.87303 | 87303 | 0.14979 | 7789.08 | 0.756 | 67284 | 1 | 5000 | 7789.08 | 67284 | 0 | 0 | 0 | 0 | 7229.92 | 21496.955 | 7229.92 | 0 | 0 | 0 | 0
2022092116 | 4 | 0.88088 | 88088 | 0.13769 | 7159.88 | 0.76017 | 67655.13 | 1 | 5000 | 7159.88 | 67655.13 | 0 | 0 | 0 | 0 | 8272.99 | 13223.965 | 8272.99 | 0 | 0 | 0 | 0
2022092117 | 4 | 0.88516 | 88516 | 0.13371 | 6952.92 | 0.75309 | 67025.01 | 1 | 5000 | 6952.92 | 67025.01 | 0 | 0 | 0 | 0 | 9538.07 | 3685.895 | 9538.07 | 0 | 0 | 0 | 0
2022092118 | 4 | 0.88341 | 88341 | 0.13939 | 7248.28 | 0.70047 | 62341.83 | 1 | 5000 | 7248.28 | 62341.83 | 0 | 0 | 0 | 0 | 13750.89 | 0 | 3685.895 | 0 | 0 | 0 | 10064.995
2022092119 | 4 | 0.86591 | 86591 | 0.14612 | 7598.24 | 0.39879 | 35492.31 | 1 | 5000 | 7598.24 | 35492.31 | 0 | 0 | 0 | 0 | 38500.45 | 0 | 0 | 0 | 0 | 0 | 38500.45
2022092120 | 4 | 0.83173 | 83173 | 0.15493 | 8056.36 | 0.03958 | 3522.62 | 1 | 5000 | 8056.36 | 3522.62 | 0 | 0 | 0 | 0 | 66594.02 | 0 | 0 | 0 | 0 | 0 | 66594.02
2022092121 | 4 | 0.79922 | 79922 | 0.21195 | 11021.4 | 0 | 0 | 1 | 5000 | 11021.4 | 0 | 0 | 0 | 0 | 0 | 63900.6 | 0 | 0 | 0 | 0 | 0 | 63900.6
2022092122 | 4 | 0.7539 | 75390 | 0.28542 | 14841.84 | 0 | 0 | 1 | 5000 | 14841.84 | 0 | 0 | 0 | 0 | 0 | 55548.16 | 0 | 0 | 0 | 0 | 0 | 55548.16
2022092123 | 4 | 0.69674 | 69674 | 0.34326 | 17849.52 | 0 | 0 | 1 | 5000 | 17849.52 | 0 | 0 | 0 | 0 | 0 | 46824.48 | 0 | 0 | 0 | 0 | 0 | 46824.48
2022092124 | 4 | 0.64345 | 64345 | 0.38176 | 19851.52 | 0 | 0 | 1 | 5000 | 19851.52 | 0 | 0 | 0 | 0 | 0 | 39493.48 | 0 | 0 | 0 | 0 | 0 | 39493.48
2022092201 | 5 | 0.59971 | 59971 | 0.38428 | 19982.56 | 0 | 0 | 1 | 5000 | 19982.56 | 0 | 0 | 0 | 0 | 0 | 34988.44 | 0 | 0 | 0 | 0 | 0 | 34988.44
2022092202 | 5 | 0.56545 | 56545 | 0.36459 | 18958.68 | 0 | 0 | 1 | 5000 | 18958.68 | 0 | 0 | 0 | 0 | 0 | 32586.32 | 0 | 0 | 0 | 0 | 0 | 32586.32
2022092203 | 5 | 0.54259 | 54259 | 0.32851 | 17082.52 | 0 | 0 | 1 | 5000 | 17082.52 | 0 | 0 | 0 | 0 | 0 | 32176.48 | 0 | 0 | 0 | 0 | 0 | 32176.48
2022092204 | 5 | 0.52833 | 52833 | 0.30827 | 16030.04 | 0 | 0 | 1 | 5000 | 16030.04 | 0 | 0 | 0 | 0 | 0 | 31802.96 | 0 | 0 | 0 | 0 | 0 | 31802.96
2022092205 | 5 | 0.52456 | 52456 | 0.28499 | 14819.48 | 0 | 0 | 1 | 5000 | 14819.48 | 0 | 0 | 0 | 0 | 0 | 32636.52 | 0 | 0 | 0 | 0 | 0 | 32636.52
2022092206 | 5 | 0.53694 | 53694 | 0.24714 | 12851.28 | 0 | 0 | 1 | 5000 | 12851.28 | 0 | 0 | 0 | 0 | 0 | 35842.72 | 0 | 0 | 0 | 0 | 0 | 35842.72
2022092207 | 5 | 0.56178 | 56178 | 0.21257 | 11053.64 | 0 | 0 | 1 | 5000 | 11053.64 | 0 | 0 | 0 | 0 | 0 | 40124.36 | 0 | 0 | 0 | 0 | 0 | 40124.36
2022092208 | 5 | 0.56826 | 56826 | 0.19479 | 10129.08 | 0.01915 | 1704.35 | 1 | 5000 | 10129.08 | 1704.35 | 0 | 0 | 0 | 0 | 39992.57 | 0 | 0 | 0 | 0 | 0 | 39992.57
2022092209 | 5 | 0.58581 | 58581 | 0.1511 | 7857.2 | 0.34621 | 30812.69 | 1 | 5000 | 7857.2 | 30812.69 | 0 | 0 | 0 | 0 | 14911.11 | 0 | 0 | 0 | 0 | 0 | 14911.11
2022092210 | 5 | 0.63113 | 63113 | 0.10106 | 5255.12 | 0.72392 | 64428.88 | 1 | 5000 | 5255.12 | 52857.88 | 0 | 0 | 11571 | 11571 | 0 | 9835.35 | 0 | 0 | 0 | 9835.35 | 0
2022092211 | 5 | 0.68425 | 68425 | 0.07082 | 3682.64 | 0.78163 | 69565.07 | 1 | 5000 | 3682.64 | 59742.36 | 0 | 0 | 9822.71 | 9822.71 | 0 | 18184.6535 | 0 | 0 | 0 | 8349.3035 | 0
2022092212 | 5 | 0.73969 | 73969 | 0.0538 | 2797.6 | 0.789 | 70221 | 1 | 5000 | 2797.6 | 66171.4 | 0 | 0 | 4049.6 | 4049.6 | 0 | 21626.8135 | 0 | 0 | 0 | 3442.16 | 0
2022092213 | 5 | 0.79401 | 79401 | 0.04682 | 2434.64 | 0.78535 | 69896.15 | 1 | 5000 | 2434.64 | 69896.15 | 0 | 0 | 0 | 0 | 2070.21 | 19556.6035 | 2070.21 | 0 | 0 | 0 | 0
2022092214 | 5 | 0.84135 | 84135 | 0.05084 | 2643.68 | 0.76798 | 68350.22 | 1 | 5000 | 2643.68 | 68350.22 | 0 | 0 | 0 | 0 | 8141.1 | 11415.5035 | 8141.1 | 0 | 0 | 0 | 0
2022092215 | 5 | 0.87196 | 87196 | 0.05431 | 2824.12 | 0.76122 | 67748.58 | 1 | 5000 | 2824.12 | 67748.58 | 0 | 0 | 0 | 0 | 11623.3 | 0 | 11415.5035 | 0 | 0 | 0 | 207.7965
2022092216 | 5 | 0.87958 | 87958 | 0.05063 | 2632.76 | 0.7546 | 67159.4 | 1 | 5000 | 2632.76 | 67159.4 | 0 | 0 | 0 | 0 | 13165.84 | 0 | 0 | 0 | 0 | 0 | 13165.84
2022092217 | 5 | 0.88316 | 88316 | 0.05651 | 2938.52 | 0.75249 | 66971.61 | 1 | 5000 | 2938.52 | 66971.61 | 0 | 0 | 0 | 0 | 13405.87 | 0 | 0 | 0 | 0 | 0 | 13405.87
2022092218 | 5 | 0.87881 | 87881 | 0.07265 | 3777.8 | 0.66901 | 59541.89 | 1 | 5000 | 3777.8 | 59541.89 | 0 | 0 | 0 | 0 | 19561.31 | 0 | 0 | 0 | 0 | 0 | 19561.31
2022092219 | 5 | 0.85677 | 85677 | 0.08581 | 4462.12 | 0.37294 | 33191.66 | 1 | 5000 | 4462.12 | 33191.66 | 0 | 0 | 0 | 0 | 43023.22 | 0 | 0 | 0 | 0 | 0 | 43023.22
2022092220 | 5 | 0.82148 | 82148 | 0.11782 | 6126.64 | 0.03631 | 3231.59 | 1 | 5000 | 6126.64 | 3231.59 | 0 | 0 | 0 | 0 | 67789.77 | 0 | 0 | 0 | 0 | 0 | 67789.77
2022092221 | 5 | 0.78629 | 78629 | 0.16957 | 8817.64 | 8e-05 | 7.12 | 1 | 5000 | 8817.64 | 7.12 | 0 | 0 | 0 | 0 | 64804.24 | 0 | 0 | 0 | 0 | 0 | 64804.24
2022092222 | 5 | 0.74144 | 74144 | 0.2209 | 11486.8 | 0 | 0 | 1 | 5000 | 11486.8 | 0 | 0 | 0 | 0 | 0 | 57657.2 | 0 | 0 | 0 | 0 | 0 | 57657.2
2022092223 | 5 | 0.68862 | 68862 | 0.23839 | 12396.28 | 0 | 0 | 1 | 5000 | 12396.28 | 0 | 0 | 0 | 0 | 0 | 51465.72 | 0 | 0 | 0 | 0 | 0 | 51465.72
2022092224 | 5 | 0.63698 | 63698 | 0.23646 | 12295.92 | 0 | 0 | 1 | 5000 | 12295.92 | 0 | 0 | 0 | 0 | 0 | 46402.08 | 0 | 0 | 0 | 0 | 0 | 46402.08
2022092301 | 6 | 0.59396 | 59396 | 0.21383 | 11119.16 | 4e-05 | 3.56 | 1 | 5000 | 11119.16 | 3.56 | 0 | 0 | 0 | 0 | 43273.28 | 0 | 0 | 0 | 0 | 0 | 43273.28
2022092302 | 6 | 0.5617 | 56170 | 0.20528 | 10674.56 | 4e-05 | 3.56 | 1 | 5000 | 10674.56 | 3.56 | 0 | 0 | 0 | 0 | 40491.88 | 0 | 0 | 0 | 0 | 0 | 40491.88
2022092303 | 6 | 0.54391 | 54391 | 0.17679 | 9193.08 | 4e-05 | 3.56 | 1 | 5000 | 9193.08 | 3.56 | 0 | 0 | 0 | 0 | 40194.36 | 0 | 0 | 0 | 0 | 0 | 40194.36
2022092304 | 6 | 0.53185 | 53185 | 0.15675 | 8151 | 5e-05 | 4.45 | 1 | 5000 | 8151 | 4.45 | 0 | 0 | 0 | 0 | 40029.55 | 0 | 0 | 0 | 0 | 0 | 40029.55
2022092305 | 6 | 0.52811 | 52811 | 0.12745 | 6627.4 | 5e-05 | 4.45 | 1 | 5000 | 6627.4 | 4.45 | 0 | 0 | 0 | 0 | 41179.15 | 0 | 0 | 0 | 0 | 0 | 41179.15
2022092306 | 6 | 0.54097 | 54097 | 0.12532 | 6516.64 | 5e-05 | 4.45 | 1 | 5000 | 6516.64 | 4.45 | 0 | 0 | 0 | 0 | 42575.91 | 0 | 0 | 0 | 0 | 0 | 42575.91
2022092307 | 6 | 0.5672 | 56720 | 0.13288 | 6909.76 | 5e-05 | 4.45 | 1 | 5000 | 6909.76 | 4.45 | 0 | 0 | 0 | 0 | 44805.79 | 0 | 0 | 0 | 0 | 0 | 44805.79
2022092308 | 6 | 0.57282 | 57282 | 0.13016 | 6768.32 | 0.01563 | 1391.07 | 1 | 5000 | 6768.32 | 1391.07 | 0 | 0 | 0 | 0 | 44122.61 | 0 | 0 | 0 | 0 | 0 | 44122.61
2022092309 | 6 | 0.59039 | 59039 | 0.12292 | 6391.84 | 0.31615 | 28137.35 | 1 | 5000 | 6391.84 | 28137.35 | 0 | 0 | 0 | 0 | 19509.81 | 0 | 0 | 0 | 0 | 0 | 19509.81
2022092310 | 6 | 0.63501 | 63501 | 0.10118 | 5261.36 | 0.70028 | 62324.92 | 1 | 5000 | 5261.36 | 53239.64 | 0 | 0 | 9085.28 | 9085.28 | 0 | 7722.488 | 0 | 0 | 0 | 7722.488 | 0
2022092311 | 6 | 0.68722 | 68722 | 0.12071 | 6276.92 | 0.78078 | 69489.42 | 1 | 5000 | 6276.92 | 57445.08 | 0 | 0 | 12044.34 | 12044.34 | 0 | 17960.177 | 0 | 0 | 0 | 10237.689 | 0
2022092312 | 6 | 0.73777 | 73777 | 0.19905 | 10350.6 | 0.77403 | 68888.67 | 1 | 5000 | 10350.6 | 58426.4 | 0 | 0 | 10462.27 | 10462.27 | 0 | 26853.1065 | 0 | 0 | 0 | 8892.9295 | 0
2022092313 | 6 | 0.79606 | 79606 | 0.2763 | 14367.6 | 0.75926 | 67574.14 | 1 | 5000 | 14367.6 | 60238.4 | 0 | 0 | 7335.74 | 7335.74 | 0 | 33088.4855 | 0 | 0 | 0 | 6235.379 | 0
2022092314 | 6 | 0.84347 | 84347 | 0.30122 | 15663.44 | 0.75449 | 67149.61 | 1 | 5000 | 15663.44 | 63683.56 | 0 | 0 | 3466.05 | 3466.05 | 0 | 36034.628 | 0 | 0 | 0 | 2946.1425 | 0
2022092315 | 6 | 0.87439 | 87439 | 0.33353 | 17343.56 | 0.77018 | 68546.02 | 1 | 5000 | 17343.56 | 65095.44 | 0 | 0 | 3450.58 | 3450.58 | 0 | 38967.621 | 0 | 0 | 0 | 2932.993 | 0
2022092316 | 6 | 0.87984 | 87984 | 0.32267 | 16778.84 | 0.76571 | 68148.19 | 1 | 5000 | 16778.84 | 66205.16 | 0 | 0 | 1943.03 | 1943.03 | 0 | 40619.1965 | 0 | 0 | 0 | 1651.5755 | 0
2022092317 | 6 | 0.88179 | 88179 | 0.31073 | 16157.96 | 0.76463 | 68052.07 | 1 | 5000 | 16157.96 | 67021.04 | 0 | 0 | 1031.03 | 1031.03 | 0 | 41495.572 | 0 | 0 | 0 | 876.3755 | 0
2022092318 | 6 | 0.87558 | 87558 | 0.29809 | 15500.68 | 0.69424 | 61787.36 | 1 | 5000 | 15500.68 | 61787.36 | 0 | 0 | 0 | 0 | 5269.96 | 36225.612 | 5269.96 | 0 | 0 | 0 | 0
2022092319 | 6 | 0.84757 | 84757 | 0.28034 | 14577.68 | 0.37603 | 33466.67 | 1 | 5000 | 14577.68 | 33466.67 | 0 | 0 | 0 | 0 | 31712.65 | 4512.962 | 31712.65 | 0 | 0 | 0 | 0
2022092320 | 6 | 0.81081 | 81081 | 0.24436 | 12706.72 | 0.03405 | 3030.45 | 1 | 5000 | 12706.72 | 3030.45 | 0 | 0 | 0 | 0 | 60343.83 | 0 | 4512.962 | 0 | 0 | 0 | 55830.868
2022092321 | 6 | 0.77659 | 77659 | 0.29138 | 15151.76 | 0 | 0 | 1 | 5000 | 15151.76 | 0 | 0 | 0 | 0 | 0 | 57507.24 | 0 | 0 | 0 | 0 | 0 | 57507.24
2022092322 | 6 | 0.73844 | 73844 | 0.34714 | 18051.28 | 0 | 0 | 1 | 5000 | 18051.28 | 0 | 0 | 0 | 0 | 0 | 50792.72 | 0 | 0 | 0 | 0 | 0 | 50792.72
2022092323 | 6 | 0.69764 | 69764 | 0.39594 | 20588.88 | 0 | 0 | 1 | 5000 | 20588.88 | 0 | 0 | 0 | 0 | 0 | 44175.12 | 0 | 0 | 0 | 0 | 0 | 44175.12
2022092324 | 6 | 0.6551 | 65510 | 0.42997 | 22358.44 | 0 | 0 | 1 | 5000 | 22358.44 | 0 | 0 | 0 | 0 | 0 | 38151.56 | 0 | 0 | 0 | 0 | 0 | 38151.56
2022092401 | 7 | 0.6178 | 61780 | 0.45448 | 23632.96 | 0 | 0 | 1 | 5000 | 23632.96 | 0 | 0 | 0 | 0 | 0 | 33147.04 | 0 | 0 | 0 | 0 | 0 | 33147.04
2022092402 | 7 | 0.58641 | 58641 | 0.46054 | 23948.08 | 0 | 0 | 1 | 5000 | 23948.08 | 0 | 0 | 0 | 0 | 0 | 29692.92 | 0 | 0 | 0 | 0 | 0 | 29692.92
2022092403 | 7 | 0.56315 | 56315 | 0.45422 | 23619.44 | 0 | 0 | 1 | 5000 | 23619.44 | 0 | 0 | 0 | 0 | 0 | 27695.56 | 0 | 0 | 0 | 0 | 0 | 27695.56
2022092404 | 7 | 0.54611 | 54611 | 0.43671 | 22708.92 | 0 | 0 | 1 | 5000 | 22708.92 | 0 | 0 | 0 | 0 | 0 | 26902.08 | 0 | 0 | 0 | 0 | 0 | 26902.08
2022092405 | 7 | 0.53424 | 53424 | 0.41196 | 21421.92 | 0 | 0 | 1 | 5000 | 21421.92 | 0 | 0 | 0 | 0 | 0 | 27002.08 | 0 | 0 | 0 | 0 | 0 | 27002.08
2022092406 | 7 | 0.52887 | 52887 | 0.40049 | 20825.48 | 0 | 0 | 1 | 5000 | 20825.48 | 0 | 0 | 0 | 0 | 0 | 27061.52 | 0 | 0 | 0 | 0 | 0 | 27061.52
2022092407 | 7 | 0.53138 | 53138 | 0.3983 | 20711.6 | 0 | 0 | 1 | 5000 | 20711.6 | 0 | 0 | 0 | 0 | 0 | 27426.4 | 0 | 0 | 0 | 0 | 0 | 27426.4
2022092408 | 7 | 0.53385 | 53385 | 0.36185 | 18816.2 | 0.01648 | 1466.72 | 1 | 5000 | 18816.2 | 1466.72 | 0 | 0 | 0 | 0 | 28102.08 | 0 | 0 | 0 | 0 | 0 | 28102.08
2022092409 | 7 | 0.55993 | 55993 | 0.28764 | 14957.28 | 0.3279 | 29183.1 | 1 | 5000 | 14957.28 | 29183.1 | 0 | 0 | 0 | 0 | 6852.62 | 0 | 0 | 0 | 0 | 0 | 6852.62
2022092410 | 7 | 0.61124 | 61124 | 0.20709 | 10768.68 | 0.70088 | 62378.32 | 1 | 5000 | 10768.68 | 45355.32 | 0 | 0 | 17023 | 17023 | 0 | 14469.55 | 0 | 0 | 0 | 14469.55 | 0
2022092411 | 7 | 0.66388 | 66388 | 0.20741 | 10785.32 | 0.7654 | 68120.6 | 1 | 5000 | 10785.32 | 50602.68 | 0 | 0 | 17517.92 | 17517.92 | 0 | 29359.782 | 0 | 0 | 0 | 14890.232 | 0
2022092412 | 7 | 0.71509 | 71509 | 0.18695 | 9721.4 | 0.78638 | 69987.82 | 1 | 5000 | 9721.4 | 56787.6 | 0 | 0 | 13200.22 | 13200.22 | 0 | 40579.969 | 0 | 0 | 0 | 11220.187 | 0
2022092413 | 7 | 0.76006 | 76006 | 0.1796 | 9339.2 | 0.76501 | 68085.89 | 1 | 5000 | 9339.2 | 61666.8 | 0 | 0 | 6419.09 | 6419.09 | 0 | 46036.1955 | 0 | 0 | 0 | 5456.2265 | 0
2022092414 | 7 | 0.79672 | 79672 | 0.14055 | 7308.6 | 0.75828 | 67486.92 | 1 | 5000 | 7308.6 | 67363.4 | 0 | 0 | 123.52 | 123.52 | 0 | 46141.1875 | 0 | 0 | 0 | 104.992 | 0
2022092415 | 7 | 0.82413 | 82413 | 0.11332 | 5892.64 | 0.75847 | 67503.83 | 1 | 5000 | 5892.64 | 67503.83 | 0 | 0 | 0 | 0 | 4016.53 | 42124.6575 | 4016.53 | 0 | 0 | 0 | 0
2022092416 | 7 | 0.84448 | 84448 | 0.11062 | 5752.24 | 0.75944 | 67590.16 | 1 | 5000 | 5752.24 | 67590.16 | 0 | 0 | 0 | 0 | 6105.6 | 36019.0575 | 6105.6 | 0 | 0 | 0 | 0
2022092417 | 7 | 0.85403 | 85403 | 0.12336 | 6414.72 | 0.75756 | 67422.84 | 1 | 5000 | 6414.72 | 67422.84 | 0 | 0 | 0 | 0 | 6565.44 | 29453.6175 | 6565.44 | 0 | 0 | 0 | 0
2022092418 | 7 | 0.84686 | 84686 | 0.12578 | 6540.56 | 0.69239 | 61622.71 | 1 | 5000 | 6540.56 | 61622.71 | 0 | 0 | 0 | 0 | 11522.73 | 17930.8875 | 11522.73 | 0 | 0 | 0 | 0
2022092419 | 7 | 0.81939 | 81939 | 0.14581 | 7582.12 | 0.35314 | 31429.46 | 1 | 5000 | 7582.12 | 31429.46 | 0 | 0 | 0 | 0 | 37927.42 | 0 | 17930.8875 | 0 | 0 | 0 | 19996.5325
2022092420 | 7 | 0.78198 | 78198 | 0.1733 | 9011.6 | 0.02807 | 2498.23 | 1 | 5000 | 9011.6 | 2498.23 | 0 | 0 | 0 | 0 | 61688.17 | 0 | 0 | 0 | 0 | 0 | 61688.17
2022092421 | 7 | 0.74881 | 74881 | 0.24105 | 12534.6 | 0 | 0 | 1 | 5000 | 12534.6 | 0 | 0 | 0 | 0 | 0 | 57346.4 | 0 | 0 | 0 | 0 | 0 | 57346.4
2022092422 | 7 | 0.71194 | 71194 | 0.32456 | 16877.12 | 0 | 0 | 1 | 5000 | 16877.12 | 0 | 0 | 0 | 0 | 0 | 49316.88 | 0 | 0 | 0 | 0 | 0 | 49316.88
2022092423 | 7 | 0.6724 | 67240 | 0.39019 | 20289.88 | 0 | 0 | 1 | 5000 | 20289.88 | 0 | 0 | 0 | 0 | 0 | 41950.12 | 0 | 0 | 0 | 0 | 0 | 41950.12
2022092424 | 7 | 0.63356 | 63356 | 0.40773 | 21201.96 | 0 | 0 | 1 | 5000 | 21201.96 | 0 | 0 | 0 | 0 | 0 | 37154.04 | 0 | 0 | 0 | 0 | 0 | 37154.04
2022092501 | 1 | 0.59576 | 59576 | 0.39424 | 20500.48 | 0 | 0 | 1 | 5000 | 20500.48 | 0 | 0 | 0 | 0 | 0 | 34075.52 | 0 | 0 | 0 | 0 | 0 | 34075.52
2022092502 | 1 | 0.56603 | 56603 | 0.3712 | 19302.4 | 0 | 0 | 1 | 5000 | 19302.4 | 0 | 0 | 0 | 0 | 0 | 32300.6 | 0 | 0 | 0 | 0 | 0 | 32300.6
2022092503 | 1 | 0.54603 | 54603 | 0.3411 | 17737.2 | 0 | 0 | 1 | 5000 | 17737.2 | 0 | 0 | 0 | 0 | 0 | 31865.8 | 0 | 0 | 0 | 0 | 0 | 31865.8
2022092504 | 1 | 0.52977 | 52977 | 0.30762 | 15996.24 | 0 | 0 | 1 | 5000 | 15996.24 | 0 | 0 | 0 | 0 | 0 | 31980.76 | 0 | 0 | 0 | 0 | 0 | 31980.76
2022092505 | 1 | 0.51892 | 51892 | 0.25477 | 13248.04 | 0 | 0 | 1 | 5000 | 13248.04 | 0 | 0 | 0 | 0 | 0 | 33643.96 | 0 | 0 | 0 | 0 | 0 | 33643.96
2022092506 | 1 | 0.51254 | 51254 | 0.21706 | 11287.12 | 0 | 0 | 1 | 5000 | 11287.12 | 0 | 0 | 0 | 0 | 0 | 34966.88 | 0 | 0 | 0 | 0 | 0 | 34966.88
2022092507 | 1 | 0.51234 | 51234 | 0.18758 | 9754.16 | 0 | 0 | 1 | 5000 | 9754.16 | 0 | 0 | 0 | 0 | 0 | 36479.84 | 0 | 0 | 0 | 0 | 0 | 36479.84
2022092508 | 1 | 0.51504 | 51504 | 0.16149 | 8397.48 | 0.01052 | 936.28 | 1 | 5000 | 8397.48 | 936.28 | 0 | 0 | 0 | 0 | 37170.24 | 0 | 0 | 0 | 0 | 0 | 37170.24
2022092509 | 1 | 0.53973 | 53973 | 0.13534 | 7037.68 | 0.24248 | 21580.72 | 1 | 5000 | 7037.68 | 21580.72 | 0 | 0 | 0 | 0 | 20354.6 | 0 | 0 | 0 | 0 | 0 | 20354.6
2022092510 | 1 | 0.59166 | 59166 | 0.10517 | 5468.84 | 0.538 | 47882 | 1 | 5000 | 5468.84 | 47882 | 0 | 0 | 0 | 0 | 815.16 | 0 | 0 | 0 | 0 | 0 | 815.16
2022092511 | 1 | 0.64426 | 64426 | 0.09775 | 5083 | 0.63903 | 56873.67 | 1 | 5000 | 5083 | 54343 | 0 | 0 | 2530.67 | 2530.67 | 0 | 2151.0695 | 0 | 0 | 0 | 2151.0695 | 0
2022092512 | 1 | 0.69573 | 69573 | 0.10114 | 5259.28 | 0.67459 | 60038.51 | 1 | 5000 | 5259.28 | 59313.72 | 0 | 0 | 724.79 | 724.79 | 0 | 2767.141 | 0 | 0 | 0 | 616.0715 | 0
2022092513 | 1 | 0.75169 | 75169 | 0.11642 | 6053.84 | 0.65701 | 58473.89 | 1 | 5000 | 6053.84 | 58473.89 | 0 | 0 | 0 | 0 | 5641.27 | 0 | 2767.141 | 0 | 0 | 0 | 2874.129
2022092514 | 1 | 0.79858 | 79858 | 0.16033 | 8337.16 | 0.63735 | 56724.15 | 1 | 5000 | 8337.16 | 56724.15 | 0 | 0 | 0 | 0 | 9796.69 | 0 | 0 | 0 | 0 | 0 | 9796.69
2022092515 | 1 | 0.83201 | 83201 | 0.2144 | 11148.8 | 0.65916 | 58665.24 | 1 | 5000 | 11148.8 | 58665.24 | 0 | 0 | 0 | 0 | 8386.96 | 0 | 0 | 0 | 0 | 0 | 8386.96
2022092516 | 1 | 0.85539 | 85539 | 0.26574 | 13818.48 | 0.64944 | 57800.16 | 1 | 5000 | 13818.48 | 57800.16 | 0 | 0 | 0 | 0 | 8920.36 | 0 | 0 | 0 | 0 | 0 | 8920.36
2022092517 | 1 | 0.86242 | 86242 | 0.29018 | 15089.36 | 0.61448 | 54688.72 | 1 | 5000 | 15089.36 | 54688.72 | 0 | 0 | 0 | 0 | 11463.92 | 0 | 0 | 0 | 0 | 0 | 11463.92
2022092518 | 1 | 0.85156 | 85156 | 0.3168 | 16473.6 | 0.49871 | 44385.19 | 1 | 5000 | 16473.6 | 44385.19 | 0 | 0 | 0 | 0 | 19297.21 | 0 | 0 | 0 | 0 | 0 | 19297.21
2022092519 | 1 | 0.81911 | 81911 | 0.30158 | 15682.16 | 0.25549 | 22738.61 | 1 | 5000 | 15682.16 | 22738.61 | 0 | 0 | 0 | 0 | 38490.23 | 0 | 0 | 0 | 0 | 0 | 38490.23
2022092520 | 1 | 0.78516 | 78516 | 0.26588 | 13825.76 | 0.01407 | 1252.23 | 1 | 5000 | 13825.76 | 1252.23 | 0 | 0 | 0 | 0 | 58438.01 | 0 | 0 | 0 | 0 | 0 | 58438.01
2022092521 | 1 | 0.75701 | 75701 | 0.25489 | 13254.28 | 0 | 0 | 1 | 5000 | 13254.28 | 0 | 0 | 0 | 0 | 0 | 57446.72 | 0 | 0 | 0 | 0 | 0 | 57446.72
2022092522 | 1 | 0.71577 | 71577 | 0.25817 | 13424.84 | 0 | 0 | 1 | 5000 | 13424.84 | 0 | 0 | 0 | 0 | 0 | 53152.16 | 0 | 0 | 0 | 0 | 0 | 53152.16
2022092523 | 1 | 0.66629 | 66629 | 0.27768 | 14439.36 | 0 | 0 | 1 | 5000 | 14439.36 | 0 | 0 | 0 | 0 | 0 | 47189.64 | 0 | 0 | 0 | 0 | 0 | 47189.64
2022092524 | 1 | 0.61696 | 61696 | 0.30393 | 15804.36 | 0 | 0 | 1 | 5000 | 15804.36 | 0 | 0 | 0 | 0 | 0 | 40891.64 | 0 | 0 | 0 | 0 | 0 | 40891.64
2022092601 | 2 | 0.57538 | 57538 | 0.31723 | 16495.96 | 0 | 0 | 1 | 5000 | 16495.96 | 0 | 0 | 0 | 0 | 0 | 36042.04 | 0 | 0 | 0 | 0 | 0 | 36042.04
2022092602 | 2 | 0.54477 | 54477 | 0.32101 | 16692.52 | 0 | 0 | 1 | 5000 | 16692.52 | 0 | 0 | 0 | 0 | 0 | 32784.48 | 0 | 0 | 0 | 0 | 0 | 32784.48
2022092603 | 2 | 0.52853 | 52853 | 0.32642 | 16973.84 | 0 | 0 | 1 | 5000 | 16973.84 | 0 | 0 | 0 | 0 | 0 | 30879.16 | 0 | 0 | 0 | 0 | 0 | 30879.16
2022092604 | 2 | 0.51945 | 51945 | 0.32815 | 17063.8 | 0 | 0 | 1 | 5000 | 17063.8 | 0 | 0 | 0 | 0 | 0 | 29881.2 | 0 | 0 | 0 | 0 | 0 | 29881.2
2022092605 | 2 | 0.51763 | 51763 | 0.31847 | 16560.44 | 0 | 0 | 1 | 5000 | 16560.44 | 0 | 0 | 0 | 0 | 0 | 30202.56 | 0 | 0 | 0 | 0 | 0 | 30202.56
2022092606 | 2 | 0.5304 | 53040 | 0.29358 | 15266.16 | 0 | 0 | 1 | 5000 | 15266.16 | 0 | 0 | 0 | 0 | 0 | 32773.84 | 0 | 0 | 0 | 0 | 0 | 32773.84
2022092607 | 2 | 0.55642 | 55642 | 0.2708 | 14081.6 | 0 | 0 | 1 | 5000 | 14081.6 | 0 | 0 | 0 | 0 | 0 | 36560.4 | 0 | 0 | 0 | 0 | 0 | 36560.4
2022092608 | 2 | 0.56153 | 56153 | 0.24303 | 12637.56 | 0.01291 | 1148.99 | 1 | 5000 | 12637.56 | 1148.99 | 0 | 0 | 0 | 0 | 37366.45 | 0 | 0 | 0 | 0 | 0 | 37366.45
2022092609 | 2 | 0.57019 | 57019 | 0.20187 | 10497.24 | 0.29021 | 25828.69 | 1 | 5000 | 10497.24 | 25828.69 | 0 | 0 | 0 | 0 | 15693.07 | 0 | 0 | 0 | 0 | 0 | 15693.07
2022092610 | 2 | 0.60383 | 60383 | 0.1413 | 7347.6 | 0.66725 | 59385.25 | 1 | 5000 | 7347.6 | 48035.4 | 0 | 0 | 11349.85 | 11349.85 | 0 | 9647.3725 | 0 | 0 | 0 | 9647.3725 | 0
2022092611 | 2 | 0.63765 | 63765 | 0.14596 | 7589.92 | 0.76206 | 67823.34 | 1 | 5000 | 7589.92 | 51175.08 | 0 | 0 | 16648.26 | 16648.26 | 0 | 23798.3935 | 0 | 0 | 0 | 14151.021 | 0
2022092612 | 2 | 0.67441 | 67441 | 0.15591 | 8107.32 | 0.76508 | 68092.12 | 1 | 5000 | 8107.32 | 54333.68 | 0 | 0 | 13758.44 | 13758.44 | 0 | 35493.0675 | 0 | 0 | 0 | 11694.674 | 0
2022092613 | 2 | 0.70915 | 70915 | 0.14941 | 7769.32 | 0.77671 | 69127.19 | 1 | 5000 | 7769.32 | 58145.68 | 0 | 0 | 10981.51 | 10981.51 | 0 | 44827.351 | 0 | 0 | 0 | 9334.2835 | 0
2022092614 | 2 | 0.74567 | 74567 | 0.13423 | 6979.96 | 0.77268 | 68768.52 | 1 | 5000 | 6979.96 | 62587.04 | 0 | 0 | 6181.48 | 6181.48 | 0 | 50081.609 | 0 | 0 | 0 | 5254.258 | 0
2022092615 | 2 | 0.77215 | 77215 | 0.12419 | 6457.88 | 0.77786 | 69229.54 | 1 | 5000 | 6457.88 | 65757.12 | 0 | 0 | 3472.42 | 3472.42 | 0 | 53033.166 | 0 | 0 | 0 | 2951.557 | 0
2022092616 | 2 | 0.79128 | 79128 | 0.11789 | 6130.28 | 0.77008 | 68537.12 | 1 | 5000 | 6130.28 | 67997.72 | 0 | 0 | 539.4 | 539.4 | 0 | 53491.656 | 0 | 0 | 0 | 458.49 | 0
2022092617 | 2 | 0.79903 | 79903 | 0.1114 | 5792.8 | 0.74656 | 66443.84 | 1 | 5000 | 5792.8 | 66443.84 | 0 | 0 | 0 | 0 | 2666.36 | 50825.296 | 2666.36 | 0 | 0 | 0 | 0
2022092618 | 2 | 0.78991 | 78991 | 0.09986 | 5192.72 | 0.67204 | 59811.56 | 1 | 5000 | 5192.72 | 59811.56 | 0 | 0 | 0 | 0 | 8986.72 | 41838.576 | 8986.72 | 0 | 0 | 0 | 0
2022092619 | 2 | 0.76067 | 76067 | 0.08649 | 4497.48 | 0.32369 | 28808.41 | 1 | 5000 | 4497.48 | 28808.41 | 0 | 0 | 0 | 0 | 37761.11 | 4077.466 | 37761.11 | 0 | 0 | 0 | 0
2022092620 | 2 | 0.7276 | 72760 | 0.08692 | 4519.84 | 0.02111 | 1878.79 | 1 | 5000 | 4519.84 | 1878.79 | 0 | 0 | 0 | 0 | 61361.37 | 0 | 4077.466 | 0 | 0 | 0 | 57283.904
2022092621 | 2 | 0.6956 | 69560 | 0.11989 | 6234.28 | 0 | 0 | 1 | 5000 | 6234.28 | 0 | 0 | 0 | 0 | 0 | 58325.72 | 0 | 0 | 0 | 0 | 0 | 58325.72
2022092622 | 2 | 0.6542 | 65420 | 0.14551 | 7566.52 | 0 | 0 | 1 | 5000 | 7566.52 | 0 | 0 | 0 | 0 | 0 | 52853.48 | 0 | 0 | 0 | 0 | 0 | 52853.48
2022092623 | 2 | 0.60152 | 60152 | 0.17792 | 9251.84 | 0 | 0 | 1 | 5000 | 9251.84 | 0 | 0 | 0 | 0 | 0 | 45900.16 | 0 | 0 | 0 | 0 | 0 | 45900.16
2022092624 | 2 | 0.55117 | 55117 | 0.21907 | 11391.64 | 0 | 0 | 1 | 5000 | 11391.64 | 0 | 0 | 0 | 0 | 0 | 38725.36 | 0 | 0 | 0 | 0 | 0 | 38725.36
2022092701 | 3 | 0.5115 | 51150 | 0.2682 | 13946.4 | 0 | 0 | 1 | 5000 | 13946.4 | 0 | 0 | 0 | 0 | 0 | 32203.6 | 0 | 0 | 0 | 0 | 0 | 32203.6
2022092702 | 3 | 0.48155 | 48155 | 0.28201 | 14664.52 | 0 | 0 | 1 | 5000 | 14664.52 | 0 | 0 | 0 | 0 | 0 | 28490.48 | 0 | 0 | 0 | 0 | 0 | 28490.48
2022092703 | 3 | 0.46648 | 46648 | 0.29427 | 15302.04 | 0 | 0 | 1 | 5000 | 15302.04 | 0 | 0 | 0 | 0 | 0 | 26345.96 | 0 | 0 | 0 | 0 | 0 | 26345.96
2022092704 | 3 | 0.45677 | 45677 | 0.2945 | 15314 | 0 | 0 | 1 | 5000 | 15314 | 0 | 0 | 0 | 0 | 0 | 25363 | 0 | 0 | 0 | 0 | 0 | 25363
2022092705 | 3 | 0.45438 | 45438 | 0.29699 | 15443.48 | 0 | 0 | 1 | 5000 | 15443.48 | 0 | 0 | 0 | 0 | 0 | 24994.52 | 0 | 0 | 0 | 0 | 0 | 24994.52
2022092706 | 3 | 0.46505 | 46505 | 0.29741 | 15465.32 | 0 | 0 | 1 | 5000 | 15465.32 | 0 | 0 | 0 | 0 | 0 | 26039.68 | 0 | 0 | 0 | 0 | 0 | 26039.68
2022092707 | 3 | 0.49418 | 49418 | 0.28521 | 14830.92 | 0 | 0 | 1 | 5000 | 14830.92 | 0 | 0 | 0 | 0 | 0 | 29587.08 | 0 | 0 | 0 | 0 | 0 | 29587.08
2022092708 | 3 | 0.50099 | 50099 | 0.2754 | 14320.8 | 0.01748 | 1555.72 | 1 | 5000 | 14320.8 | 1555.72 | 0 | 0 | 0 | 0 | 29222.48 | 0 | 0 | 0 | 0 | 0 | 29222.48
2022092709 | 3 | 0.51254 | 51254 | 0.245 | 12740 | 0.3163 | 28150.7 | 1 | 5000 | 12740 | 28150.7 | 0 | 0 | 0 | 0 | 5363.3 | 0 | 0 | 0 | 0 | 0 | 5363.3
2022092710 | 3 | 0.5377 | 53770 | 0.16534 | 8597.68 | 0.68156 | 60658.84 | 1 | 5000 | 8597.68 | 40172.32 | 0 | 0 | 20486.52 | 20486.52 | 0 | 17413.542 | 0 | 0 | 0 | 17413.542 | 0
2022092711 | 3 | 0.56469 | 56469 | 0.1762 | 9162.4 | 0.77636 | 69096.04 | 1 | 5000 | 9162.4 | 42306.6 | 0 | 0 | 26789.44 | 26789.44 | 0 | 40184.566 | 0 | 0 | 0 | 22771.024 | 0
2022092712 | 3 | 0.5985 | 59850 | 0.17744 | 9226.88 | 0.79389 | 70656.21 | 1 | 5000 | 9226.88 | 45623.12 | 0 | 0 | 25033.09 | 25033.09 | 0 | 61462.6925 | 0 | 0 | 0 | 21278.1265 | 0
2022092713 | 3 | 0.63307 | 63307 | 0.16239 | 8444.28 | 0.78571 | 69928.19 | 1 | 5000 | 8444.28 | 49862.72 | 0 | 0 | 20065.47 | 20065.47 | 0 | 78518.342 | 0 | 0 | 0 | 17055.6495 | 0
2022092714 | 3 | 0.67331 | 67331 | 0.12812 | 6662.24 | 0.77836 | 69274.04 | 1 | 5000 | 6662.24 | 55668.76 | 0 | 0 | 13605.28 | 13605.28 | 0 | 90082.83 | 0 | 0 | 0 | 11564.488 | 0
2022092715 | 3 | 0.70683 | 70683 | 0.0982 | 5106.4 | 0.79541 | 70791.49 | 1 | 5000 | 5106.4 | 60576.6 | 0 | 0 | 10214.89 | 10214.89 | 0 | 98765.4865 | 0 | 0 | 0 | 8682.6565 | 0
2022092716 | 3 | 0.73423 | 73423 | 0.08393 | 4364.36 | 0.78341 | 69723.49 | 1 | 5000 | 4364.36 | 64058.64 | 0 | 0 | 5664.85 | 5664.85 | 0 | 103580.609 | 0 | 0 | 0 | 4815.1225 | 0
2022092717 | 3 | 0.75182 | 75182 | 0.08136 | 4230.72 | 0.75714 | 67385.46 | 1 | 5000 | 4230.72 | 65951.28 | 0 | 0 | 1434.18 | 1434.18 | 0 | 104799.662 | 0 | 0 | 0 | 1219.053 | 0
2022092718 | 3 | 0.75397 | 75397 | 0.09288 | 4829.76 | 0.67026 | 59653.14 | 1 | 5000 | 4829.76 | 59653.14 | 0 | 0 | 0 | 0 | 5914.1 | 98885.562 | 5914.1 | 0 | 0 | 0 | 0
2022092719 | 3 | 0.72875 | 72875 | 0.10746 | 5587.92 | 0.33875 | 30148.75 | 1 | 5000 | 5587.92 | 30148.75 | 0 | 0 | 0 | 0 | 32138.33 | 66747.232 | 32138.33 | 0 | 0 | 0 | 0
2022092720 | 3 | 0.69562 | 69562 | 0.16015 | 8327.8 | 0.02456 | 2185.84 | 1 | 5000 | 8327.8 | 2185.84 | 0 | 0 | 0 | 0 | 54048.36 | 12698.872 | 54048.36 | 0 | 0 | 0 | 0
2022092721 | 3 | 0.67087 | 67087 | 0.2687 | 13972.4 | 0 | 0 | 1 | 5000 | 13972.4 | 0 | 0 | 0 | 0 | 0 | 48114.6 | 0 | 12698.872 | 0 | 0 | 0 | 35415.728
2022092722 | 3 | 0.63563 | 63563 | 0.36391 | 18923.32 | 0 | 0 | 1 | 5000 | 18923.32 | 0 | 0 | 0 | 0 | 0 | 39639.68 | 0 | 0 | 0 | 0 | 0 | 39639.68
2022092723 | 3 | 0.59318 | 59318 | 0.4223 | 21959.6 | 0 | 0 | 1 | 5000 | 21959.6 | 0 | 0 | 0 | 0 | 0 | 32358.4 | 0 | 0 | 0 | 0 | 0 | 32358.4
2022092724 | 3 | 0.54427 | 54427 | 0.43811 | 22781.72 | 0 | 0 | 1 | 5000 | 22781.72 | 0 | 0 | 0 | 0 | 0 | 26645.28 | 0 | 0 | 0 | 0 | 0 | 26645.28
2022092801 | 4 | 0.50834 | 50834 | 0.41717 | 21692.84 | 0 | 0 | 1 | 5000 | 21692.84 | 0 | 0 | 0 | 0 | 0 | 24141.16 | 0 | 0 | 0 | 0 | 0 | 24141.16
2022092802 | 4 | 0.48325 | 48325 | 0.39762 | 20676.24 | 0 | 0 | 1 | 5000 | 20676.24 | 0 | 0 | 0 | 0 | 0 | 22648.76 | 0 | 0 | 0 | 0 | 0 | 22648.76
2022092803 | 4 | 0.46748 | 46748 | 0.37399 | 19447.48 | 0 | 0 | 1 | 5000 | 19447.48 | 0 | 0 | 0 | 0 | 0 | 22300.52 | 0 | 0 | 0 | 0 | 0 | 22300.52
2022092804 | 4 | 0.45924 | 45924 | 0.33937 | 17647.24 | 0 | 0 | 1 | 5000 | 17647.24 | 0 | 0 | 0 | 0 | 0 | 23276.76 | 0 | 0 | 0 | 0 | 0 | 23276.76
2022092805 | 4 | 0.45615 | 45615 | 0.29979 | 15589.08 | 0 | 0 | 1 | 5000 | 15589.08 | 0 | 0 | 0 | 0 | 0 | 25025.92 | 0 | 0 | 0 | 0 | 0 | 25025.92
2022092806 | 4 | 0.46652 | 46652 | 0.2623 | 13639.6 | 0 | 0 | 1 | 5000 | 13639.6 | 0 | 0 | 0 | 0 | 0 | 28012.4 | 0 | 0 | 0 | 0 | 0 | 28012.4
2022092807 | 4 | 0.49295 | 49295 | 0.24317 | 12644.84 | 0 | 0 | 1 | 5000 | 12644.84 | 0 | 0 | 0 | 0 | 0 | 31650.16 | 0 | 0 | 0 | 0 | 0 | 31650.16
2022092808 | 4 | 0.50448 | 50448 | 0.23145 | 12035.4 | 0.01437 | 1278.93 | 1 | 5000 | 12035.4 | 1278.93 | 0 | 0 | 0 | 0 | 32133.67 | 0 | 0 | 0 | 0 | 0 | 32133.67
2022092809 | 4 | 0.51749 | 51749 | 0.19674 | 10230.48 | 0.28555 | 25413.95 | 1 | 5000 | 10230.48 | 25413.95 | 0 | 0 | 0 | 0 | 11104.57 | 0 | 0 | 0 | 0 | 0 | 11104.57
2022092810 | 4 | 0.53882 | 53882 | 0.1081 | 5621.2 | 0.68543 | 61003.27 | 1 | 5000 | 5621.2 | 43260.8 | 0 | 0 | 17742.47 | 17742.47 | 0 | 15081.0995 | 0 | 0 | 0 | 15081.0995 | 0
2022092811 | 4 | 0.56769 | 56769 | 0.11205 | 5826.6 | 0.78478 | 69845.42 | 1 | 5000 | 5826.6 | 45942.4 | 0 | 0 | 23903.02 | 23903.02 | 0 | 35398.6665 | 0 | 0 | 0 | 20317.567 | 0
2022092812 | 4 | 0.59952 | 59952 | 0.14278 | 7424.56 | 0.7897 | 70283.3 | 1 | 5000 | 7424.56 | 47527.44 | 0 | 0 | 22755.86 | 22755.86 | 0 | 54741.1475 | 0 | 0 | 0 | 19342.481 | 0
2022092813 | 4 | 0.63322 | 63322 | 0.15283 | 7947.16 | 0.79392 | 70658.88 | 1 | 5000 | 7947.16 | 50374.84 | 0 | 0 | 20284.04 | 20284.04 | 0 | 71982.5815 | 0 | 0 | 0 | 17241.434 | 0
2022092814 | 4 | 0.67233 | 67233 | 0.14216 | 7392.32 | 0.78962 | 70276.18 | 1 | 5000 | 7392.32 | 54840.68 | 0 | 0 | 15435.5 | 15435.5 | 0 | 85102.7565 | 0 | 0 | 0 | 13120.175 | 0
2022092815 | 4 | 0.70793 | 70793 | 0.12539 | 6520.28 | 0.79393 | 70659.77 | 1 | 5000 | 6520.28 | 59272.72 | 0 | 0 | 11387.05 | 11387.05 | 0 | 94781.749 | 0 | 0 | 0 | 9678.9925 | 0
2022092816 | 4 | 0.73907 | 73907 | 0.11979 | 6229.08 | 0.78742 | 70080.38 | 1 | 5000 | 6229.08 | 62677.92 | 0 | 0 | 7402.46 | 7402.46 | 0 | 101073.84 | 0 | 0 | 0 | 6292.091 | 0
2022092817 | 4 | 0.76262 | 76262 | 0.12625 | 6565 | 0.7769 | 69144.1 | 1 | 5000 | 6565 | 64697 | 0 | 0 | 4447.1 | 4447.1 | 0 | 104853.875 | 0 | 0 | 0 | 3780.035 | 0
2022092818 | 4 | 0.76484 | 76484 | 0.12985 | 6752.2 | 0.68442 | 60913.38 | 1 | 5000 | 6752.2 | 60913.38 | 0 | 0 | 0 | 0 | 3818.42 | 101035.455 | 3818.42 | 0 | 0 | 0 | 0
2022092819 | 4 | 0.73886 | 73886 | 0.14117 | 7340.84 | 0.32574 | 28990.86 | 1 | 5000 | 7340.84 | 28990.86 | 0 | 0 | 0 | 0 | 32554.3 | 68481.155 | 32554.3 | 0 | 0 | 0 | 0
2022092820 | 4 | 0.70401 | 70401 | 0.16715 | 8691.8 | 0.02004 | 1783.56 | 1 | 5000 | 8691.8 | 1783.56 | 0 | 0 | 0 | 0 | 54925.64 | 13555.515 | 54925.64 | 0 | 0 | 0 | 0
2022092821 | 4 | 0.6764 | 67640 | 0.21994 | 11436.88 | 4e-05 | 3.56 | 1 | 5000 | 11436.88 | 3.56 | 0 | 0 | 0 | 0 | 51199.56 | 0 | 13555.515 | 0 | 0 | 0 | 37644.045
2022092822 | 4 | 0.63638 | 63638 | 0.25535 | 13278.2 | 0 | 0 | 1 | 5000 | 13278.2 | 0 | 0 | 0 | 0 | 0 | 45359.8 | 0 | 0 | 0 | 0 | 0 | 45359.8
2022092823 | 4 | 0.5882 | 58820 | 0.29431 | 15304.12 | 0 | 0 | 1 | 5000 | 15304.12 | 0 | 0 | 0 | 0 | 0 | 38515.88 | 0 | 0 | 0 | 0 | 0 | 38515.88
2022092824 | 4 | 0.54172 | 54172 | 0.31167 | 16206.84 | 0 | 0 | 1 | 5000 | 16206.84 | 0 | 0 | 0 | 0 | 0 | 32965.16 | 0 | 0 | 0 | 0 | 0 | 32965.16
2022092901 | 5 | 0.50759 | 50759 | 0.32039 | 16660.28 | 0 | 0 | 1 | 5000 | 16660.28 | 0 | 0 | 0 | 0 | 0 | 29098.72 | 0 | 0 | 0 | 0 | 0 | 29098.72
2022092902 | 5 | 0.48121 | 48121 | 0.31956 | 16617.12 | 0 | 0 | 1 | 5000 | 16617.12 | 0 | 0 | 0 | 0 | 0 | 26503.88 | 0 | 0 | 0 | 0 | 0 | 26503.88
2022092903 | 5 | 0.46749 | 46749 | 0.30829 | 16031.08 | 0 | 0 | 1 | 5000 | 16031.08 | 0 | 0 | 0 | 0 | 0 | 25717.92 | 0 | 0 | 0 | 0 | 0 | 25717.92
2022092904 | 5 | 0.45874 | 45874 | 0.30081 | 15642.12 | 0 | 0 | 1 | 5000 | 15642.12 | 0 | 0 | 0 | 0 | 0 | 25231.88 | 0 | 0 | 0 | 0 | 0 | 25231.88
2022092905 | 5 | 0.458 | 45800 | 0.2942 | 15298.4 | 0 | 0 | 1 | 5000 | 15298.4 | 0 | 0 | 0 | 0 | 0 | 25501.6 | 0 | 0 | 0 | 0 | 0 | 25501.6
2022092906 | 5 | 0.46986 | 46986 | 0.29833 | 15513.16 | 0 | 0 | 1 | 5000 | 15513.16 | 0 | 0 | 0 | 0 | 0 | 26472.84 | 0 | 0 | 0 | 0 | 0 | 26472.84
2022092907 | 5 | 0.49932 | 49932 | 0.27962 | 14540.24 | 0 | 0 | 1 | 5000 | 14540.24 | 0 | 0 | 0 | 0 | 0 | 30391.76 | 0 | 0 | 0 | 0 | 0 | 30391.76
2022092908 | 5 | 0.5091 | 50910 | 0.26424 | 13740.48 | 0.01323 | 1177.47 | 1 | 5000 | 13740.48 | 1177.47 | 0 | 0 | 0 | 0 | 30992.05 | 0 | 0 | 0 | 0 | 0 | 30992.05
2022092909 | 5 | 0.51563 | 51563 | 0.21796 | 11333.92 | 0.3068 | 27305.2 | 1 | 5000 | 11333.92 | 27305.2 | 0 | 0 | 0 | 0 | 7923.88 | 0 | 0 | 0 | 0 | 0 | 7923.88
2022092910 | 5 | 0.53412 | 53412 | 0.12482 | 6490.64 | 0.7081 | 63020.9 | 1 | 5000 | 6490.64 | 41921.36 | 0 | 0 | 21099.54 | 21099.54 | 0 | 17934.609 | 0 | 0 | 0 | 17934.609 | 0
2022092911 | 5 | 0.55653 | 55653 | 0.12271 | 6380.92 | 0.79496 | 70751.44 | 1 | 5000 | 6380.92 | 44272.08 | 0 | 0 | 26479.36 | 26479.36 | 0 | 40442.065 | 0 | 0 | 0 | 22507.456 | 0
2022092912 | 5 | 0.58013 | 58013 | 0.11366 | 5910.32 | 0.8053 | 71671.7 | 1 | 5000 | 5910.32 | 47102.68 | 0 | 0 | 24569.02 | 24569.02 | 0 | 61325.732 | 0 | 0 | 0 | 20883.667 | 0
2022092913 | 5 | 0.60829 | 60829 | 0.08809 | 4580.68 | 0.79754 | 70981.06 | 1 | 5000 | 4580.68 | 51248.32 | 0 | 0 | 19732.74 | 19732.74 | 0 | 78098.561 | 0 | 0 | 0 | 16772.829 | 0
2022092914 | 5 | 0.64246 | 64246 | 0.06311 | 3281.72 | 0.78958 | 70272.62 | 1 | 5000 | 3281.72 | 55964.28 | 0 | 0 | 14308.34 | 14308.34 | 0 | 90260.65 | 0 | 0 | 0 | 12162.089 | 0
2022092915 | 5 | 0.67361 | 67361 | 0.05764 | 2997.28 | 0.79304 | 70580.56 | 1 | 5000 | 2997.28 | 59363.72 | 0 | 0 | 11216.84 | 11216.84 | 0 | 99794.964 | 0 | 0 | 0 | 9534.314 | 0
2022092916 | 5 | 0.70377 | 70377 | 0.06093 | 3168.36 | 0.79647 | 70885.83 | 1 | 5000 | 3168.36 | 62208.64 | 0 | 0 | 8677.19 | 8677.19 | 0 | 107170.5755 | 0 | 0 | 0 | 7375.6115 | 0
2022092917 | 5 | 0.72765 | 72765 | 0.0652 | 3390.4 | 0.78253 | 69645.17 | 1 | 5000 | 3390.4 | 64374.6 | 0 | 0 | 5270.57 | 5270.57 | 0 | 111650.56 | 0 | 0 | 0 | 4479.9845 | 0
2022092918 | 5 | 0.72903 | 72903 | 0.07605 | 3954.6 | 0.67285 | 59883.65 | 1 | 5000 | 3954.6 | 59883.65 | 0 | 0 | 0 | 0 | 4064.75 | 107585.81 | 4064.75 | 0 | 0 | 0 | 0
2022092919 | 5 | 0.70497 | 70497 | 0.09371 | 4872.92 | 0.2995 | 26655.5 | 1 | 5000 | 4872.92 | 26655.5 | 0 | 0 | 0 | 0 | 33968.58 | 73617.23 | 33968.58 | 0 | 0 | 0 | 0
2022092920 | 5 | 0.67815 | 67815 | 0.1178 | 6125.6 | 0.0152 | 1352.8 | 1 | 5000 | 6125.6 | 1352.8 | 0 | 0 | 0 | 0 | 55336.6 | 18280.63 | 55336.6 | 0 | 0 | 0 | 0
2022092921 | 5 | 0.65063 | 65063 | 0.19375 | 10075 | 0 | 0 | 1 | 5000 | 10075 | 0 | 0 | 0 | 0 | 0 | 49988 | 0 | 18280.63 | 0 | 0 | 0 | 31707.37
2022092922 | 5 | 0.616 | 61600 | 0.26213 | 13630.76 | 0 | 0 | 1 | 5000 | 13630.76 | 0 | 0 | 0 | 0 | 0 | 42969.24 | 0 | 0 | 0 | 0 | 0 | 42969.24
2022092923 | 5 | 0.5732 | 57320 | 0.29952 | 15575.04 | 0 | 0 | 1 | 5000 | 15575.04 | 0 | 0 | 0 | 0 | 0 | 36744.96 | 0 | 0 | 0 | 0 | 0 | 36744.96
2022092924 | 5 | 0.53033 | 53033 | 0.33188 | 17257.76 | 0 | 0 | 1 | 5000 | 17257.76 | 0 | 0 | 0 | 0 | 0 | 30775.24 | 0 | 0 | 0 | 0 | 0 | 30775.24
2022093001 | 6 | 0.49463 | 49463 | 0.37016 | 19248.32 | 0 | 0 | 1 | 5000 | 19248.32 | 0 | 0 | 0 | 0 | 0 | 25214.68 | 0 | 0 | 0 | 0 | 0 | 25214.68
2022093002 | 6 | 0.46888 | 46888 | 0.36153 | 18799.56 | 0 | 0 | 1 | 5000 | 18799.56 | 0 | 0 | 0 | 0 | 0 | 23088.44 | 0 | 0 | 0 | 0 | 0 | 23088.44
2022093003 | 6 | 0.45352 | 45352 | 0.34827 | 18110.04 | 0 | 0 | 1 | 5000 | 18110.04 | 0 | 0 | 0 | 0 | 0 | 22241.96 | 0 | 0 | 0 | 0 | 0 | 22241.96
2022093004 | 6 | 0.44325 | 44325 | 0.3281 | 17061.2 | 0 | 0 | 1 | 5000 | 17061.2 | 0 | 0 | 0 | 0 | 0 | 22263.8 | 0 | 0 | 0 | 0 | 0 | 22263.8
2022093005 | 6 | 0.44262 | 44262 | 0.30397 | 15806.44 | 0 | 0 | 1 | 5000 | 15806.44 | 0 | 0 | 0 | 0 | 0 | 23455.56 | 0 | 0 | 0 | 0 | 0 | 23455.56
2022093006 | 6 | 0.45403 | 45403 | 0.27725 | 14417 | 0 | 0 | 1 | 5000 | 14417 | 0 | 0 | 0 | 0 | 0 | 25986 | 0 | 0 | 0 | 0 | 0 | 25986
2022093007 | 6 | 0.48063 | 48063 | 0.24268 | 12619.36 | 0 | 0 | 1 | 5000 | 12619.36 | 0 | 0 | 0 | 0 | 0 | 30443.64 | 0 | 0 | 0 | 0 | 0 | 30443.64
2022093008 | 6 | 0.49224 | 49224 | 0.20799 | 10815.48 | 0.01467 | 1305.63 | 1 | 5000 | 10815.48 | 1305.63 | 0 | 0 | 0 | 0 | 32102.89 | 0 | 0 | 0 | 0 | 0 | 32102.89
2022093009 | 6 | 0.50193 | 50193 | 0.16262 | 8456.24 | 0.31563 | 28091.07 | 1 | 5000 | 8456.24 | 28091.07 | 0 | 0 | 0 | 0 | 8645.69 | 0 | 0 | 0 | 0 | 0 | 8645.69
2022093010 | 6 | 0.52323 | 52323 | 0.09148 | 4756.96 | 0.71543 | 63673.27 | 1 | 5000 | 4756.96 | 42566.04 | 0 | 0 | 21107.23 | 21107.23 | 0 | 17941.1455 | 0 | 0 | 0 | 17941.1455 | 0
2022093011 | 6 | 0.53944 | 53944 | 0.06609 | 3436.68 | 0.78906 | 70226.34 | 1 | 5000 | 3436.68 | 45507.32 | 0 | 0 | 24719.02 | 24719.02 | 0 | 38952.3125 | 0 | 0 | 0 | 21011.167 | 0
2022093012 | 6 | 0.56286 | 56286 | 0.05965 | 3101.8 | 0.79019 | 70326.91 | 1 | 5000 | 3101.8 | 48184.2 | 0 | 0 | 22142.71 | 22142.71 | 0 | 57773.616 | 0 | 0 | 0 | 18821.3035 | 0
2022093013 | 6 | 0.58956 | 58956 | 0.06086 | 3164.72 | 0.79308 | 70584.12 | 1 | 5000 | 3164.72 | 50791.28 | 0 | 0 | 19792.84 | 19792.84 | 0 | 74597.53 | 0 | 0 | 0 | 16823.914 | 0
2022093014 | 6 | 0.62267 | 62267 | 0.06594 | 3428.88 | 0.76845 | 68392.05 | 1 | 5000 | 3428.88 | 53838.12 | 0 | 0 | 14553.93 | 14553.93 | 0 | 86968.3705 | 0 | 0 | 0 | 12370.8405 | 0
2022093015 | 6 | 0.65281 | 65281 | 0.079 | 4108 | 0.76586 | 68161.54 | 1 | 5000 | 4108 | 56173 | 0 | 0 | 11988.54 | 11988.54 | 0 | 97158.6295 | 0 | 0 | 0 | 10190.259 | 0
2022093016 | 6 | 0.6803 | 68030 | 0.09684 | 5035.68 | 0.76691 | 68254.99 | 1 | 5000 | 5035.68 | 57994.32 | 0 | 0 | 10260.67 | 10260.67 | 0 | 105880.199 | 0 | 0 | 0 | 8721.5695 | 0
2022093017 | 6 | 0.70003 | 70003 | 0.13095 | 6809.4 | 0.76994 | 68524.66 | 1 | 5000 | 6809.4 | 58193.6 | 0 | 0 | 10331.06 | 10331.06 | 0 | 114661.6 | 0 | 0 | 0 | 8781.401 | 0
2022093018 | 6 | 0.7003 | 70030 | 0.15634 | 8129.68 | 0.6771 | 60261.9 | 1 | 5000 | 8129.68 | 56900.32 | 0 | 0 | 3361.58 | 3361.58 | 0 | 117518.943 | 0 | 0 | 0 | 2857.343 | 0
2022093019 | 6 | 0.67217 | 67217 | 0.19178 | 9972.56 | 0.311 | 27679 | 1 | 5000 | 9972.56 | 27679 | 0 | 0 | 0 | 0 | 24565.44 | 92953.503 | 24565.44 | 0 | 0 | 0 | 0
2022093020 | 6 | 0.63702 | 63702 | 0.21228 | 11038.56 | 0.01353 | 1204.17 | 1 | 5000 | 11038.56 | 1204.17 | 0 | 0 | 0 | 0 | 46459.27 | 46494.233 | 46459.27 | 0 | 0 | 0 | 0
2022093021 | 6 | 0.61172 | 61172 | 0.30102 | 15653.04 | 0 | 0 | 1 | 5000 | 15653.04 | 0 | 0 | 0 | 0 | 0 | 40518.96 | 5975.273 | 40518.96 | 0 | 0 | 0 | 0
2022093022 | 6 | 0.58405 | 58405 | 0.39698 | 20642.96 | 0 | 0 | 1 | 5000 | 20642.96 | 0 | 0 | 0 | 0 | 0 | 32762.04 | 0 | 5975.273 | 0 | 0 | 0 | 26786.767
2022093023 | 6 | 0.55158 | 55158 | 0.44327 | 23050.04 | 0 | 0 | 1 | 5000 | 23050.04 | 0 | 0 | 0 | 0 | 0 | 27107.96 | 0 | 0 | 0 | 0 | 0 | 27107.96
2022093024 | 6 | 0.516 | 51600 | 0.46112 | 23978.24 | 0 | 0 | 1 | 5000 | 23978.24 | 0 | 0 | 0 | 0 | 0 | 22621.76 | 0 | 0 | 0 | 0 | 0 | 22621.76
2022100101 | 7 | 0.48266 | 48266 | 0.44886 | 23340.72 | 0 | 0 | 1 | 5000 | 23340.72 | 0 | 0 | 0 | 0 | 0 | 19925.28 | 0 | 0 | 0 | 0 | 0 | 19925.28
2022100102 | 7 | 0.45785 | 45785 | 0.41895 | 21785.4 | 0 | 0 | 1 | 5000 | 21785.4 | 0 | 0 | 0 | 0 | 0 | 18999.6 | 0 | 0 | 0 | 0 | 0 | 18999.6
2022100103 | 7 | 0.44111 | 44111 | 0.38219 | 19873.88 | 0 | 0 | 1 | 5000 | 19873.88 | 0 | 0 | 0 | 0 | 0 | 19237.12 | 0 | 0 | 0 | 0 | 0 | 19237.12
2022100104 | 7 | 0.42964 | 42964 | 0.35202 | 18305.04 | 0 | 0 | 1 | 5000 | 18305.04 | 0 | 0 | 0 | 0 | 0 | 19658.96 | 0 | 0 | 0 | 0 | 0 | 19658.96
2022100105 | 7 | 0.42522 | 42522 | 0.32856 | 17085.12 | 0 | 0 | 1 | 5000 | 17085.12 | 0 | 0 | 0 | 0 | 0 | 20436.88 | 0 | 0 | 0 | 0 | 0 | 20436.88
2022100106 | 7 | 0.42475 | 42475 | 0.30502 | 15861.04 | 0 | 0 | 1 | 5000 | 15861.04 | 0 | 0 | 0 | 0 | 0 | 21613.96 | 0 | 0 | 0 | 0 | 0 | 21613.96
2022100107 | 7 | 0.43239 | 43239 | 0.27535 | 14318.2 | 0 | 0 | 1 | 5000 | 14318.2 | 0 | 0 | 0 | 0 | 0 | 23920.8 | 0 | 0 | 0 | 0 | 0 | 23920.8
2022100108 | 7 | 0.43994 | 43994 | 0.2489 | 12942.8 | 0.01557 | 1385.73 | 1 | 5000 | 12942.8 | 1385.73 | 0 | 0 | 0 | 0 | 24665.47 | 0 | 0 | 0 | 0 | 0 | 24665.47
2022100109 | 7 | 0.45839 | 45839 | 0.20717 | 10772.84 | 0.32122 | 28588.58 | 1 | 5000 | 10772.84 | 28588.58 | 0 | 0 | 0 | 0 | 1477.58 | 0 | 0 | 0 | 0 | 0 | 1477.58
2022100110 | 7 | 0.48419 | 48419 | 0.11667 | 6066.84 | 0.71671 | 63787.19 | 1 | 5000 | 6066.84 | 37352.16 | 0 | 0 | 26435.03 | 26435.03 | 0 | 22469.7755 | 0 | 0 | 0 | 22469.7755 | 0
2022100111 | 7 | 0.50925 | 50925 | 0.10537 | 5479.24 | 0.80802 | 71913.78 | 1 | 5000 | 5479.24 | 40445.76 | 0 | 0 | 31468.02 | 31468.02 | 0 | 49217.5925 | 0 | 0 | 0 | 26747.817 | 0
2022100112 | 7 | 0.53254 | 53254 | 0.08719 | 4533.88 | 0.80984 | 72075.76 | 1 | 5000 | 4533.88 | 43720.12 | 0 | 0 | 28355.64 | 28355.64 | 0 | 73319.8865 | 0 | 0 | 0 | 24102.294 | 0
2022100113 | 7 | 0.55966 | 55966 | 0.06911 | 3593.72 | 0.80132 | 71317.48 | 1 | 5000 | 3593.72 | 47372.28 | 0 | 0 | 23945.2 | 23945.2 | 0 | 93673.3065 | 0 | 0 | 0 | 20353.42 | 0
2022100114 | 7 | 0.58828 | 58828 | 0.08044 | 4182.88 | 0.79763 | 70989.07 | 1 | 5000 | 4182.88 | 49645.12 | 0 | 0 | 21343.95 | 21343.95 | 0 | 111815.664 | 0 | 0 | 0 | 18142.3575 | 0
2022100115 | 7 | 0.61831 | 61831 | 0.10299 | 5355.48 | 0.80476 | 71623.64 | 1 | 5000 | 5355.48 | 51475.52 | 0 | 0 | 20148.12 | 20148.12 | 0 | 128941.566 | 0 | 0 | 0 | 17125.902 | 0
2022100116 | 7 | 0.64614 | 64614 | 0.1214 | 6312.8 | 0.80121 | 71307.69 | 1 | 5000 | 6312.8 | 53301.2 | 0 | 0 | 18006.49 | 18006.49 | 0 | 144247.0825 | 0 | 0 | 0 | 15305.5165 | 0
2022100117 | 7 | 0.66451 | 66451 | 0.1371 | 7129.2 | 0.77531 | 69002.59 | 1 | 5000 | 7129.2 | 54321.8 | 0 | 0 | 14680.79 | 14680.79 | 0 | 156725.754 | 0 | 0 | 0 | 12478.6715 | 0
2022100118 | 7 | 0.66658 | 66658 | 0.15929 | 8283.08 | 0.65623 | 58404.47 | 1 | 5000 | 8283.08 | 53374.92 | 0 | 0 | 5029.55 | 5029.55 | 0 | 161000.8715 | 0 | 0 | 0 | 4275.1175 | 0
2022100119 | 7 | 0.64345 | 64345 | 0.18123 | 9423.96 | 0.24905 | 22165.45 | 1 | 5000 | 9423.96 | 22165.45 | 0 | 0 | 0 | 0 | 27755.59 | 133245.2815 | 27755.59 | 0 | 0 | 0 | 0
2022100120 | 7 | 0.61331 | 61331 | 0.21662 | 11264.24 | 0.00803 | 714.67 | 1 | 5000 | 11264.24 | 714.67 | 0 | 0 | 0 | 0 | 44352.09 | 88893.1915 | 44352.09 | 0 | 0 | 0 | 0
2022100121 | 7 | 0.58838 | 58838 | 0.29961 | 15579.72 | 0 | 0 | 1 | 5000 | 15579.72 | 0 | 0 | 0 | 0 | 0 | 38258.28 | 50634.9115 | 38258.28 | 0 | 0 | 0 | 0
2022100122 | 7 | 0.56086 | 56086 | 0.37431 | 19464.12 | 0 | 0 | 1 | 5000 | 19464.12 | 0 | 0 | 0 | 0 | 0 | 31621.88 | 19013.0315 | 31621.88 | 0 | 0 | 0 | 0
2022100123 | 7 | 0.53011 | 53011 | 0.40196 | 20901.92 | 0 | 0 | 1 | 5000 | 20901.92 | 0 | 0 | 0 | 0 | 0 | 27109.08 | 0 | 19013.0315 | 0 | 0 | 0 | 8096.0485
2022100124 | 7 | 0.49769 | 49769 | 0.39938 | 20767.76 | 0 | 0 | 1 | 5000 | 20767.76 | 0 | 0 | 0 | 0 | 0 | 24001.24 | 0 | 0 | 0 | 0 | 0 | 24001.24
2022100201 | 1 | 0.46992 | 46992 | 0.37751 | 19630.52 | 0 | 0 | 1 | 5000 | 19630.52 | 0 | 0 | 0 | 0 | 0 | 22361.48 | 0 | 0 | 0 | 0 | 0 | 22361.48
2022100202 | 1 | 0.44728 | 44728 | 0.34724 | 18056.48 | 0 | 0 | 1 | 5000 | 18056.48 | 0 | 0 | 0 | 0 | 0 | 21671.52 | 0 | 0 | 0 | 0 | 0 | 21671.52
2022100203 | 1 | 0.43096 | 43096 | 0.31218 | 16233.36 | 0 | 0 | 1 | 5000 | 16233.36 | 0 | 0 | 0 | 0 | 0 | 21862.64 | 0 | 0 | 0 | 0 | 0 | 21862.64
2022100204 | 1 | 0.42256 | 42256 | 0.27348 | 14220.96 | 0 | 0 | 1 | 5000 | 14220.96 | 0 | 0 | 0 | 0 | 0 | 23035.04 | 0 | 0 | 0 | 0 | 0 | 23035.04
2022100205 | 1 | 0.4167 | 41670 | 0.22832 | 11872.64 | 0 | 0 | 1 | 5000 | 11872.64 | 0 | 0 | 0 | 0 | 0 | 24797.36 | 0 | 0 | 0 | 0 | 0 | 24797.36
2022100206 | 1 | 0.41399 | 41399 | 0.18215 | 9471.8 | 0 | 0 | 1 | 5000 | 9471.8 | 0 | 0 | 0 | 0 | 0 | 26927.2 | 0 | 0 | 0 | 0 | 0 | 26927.2
2022100207 | 1 | 0.42041 | 42041 | 0.1521 | 7909.2 | 0 | 0 | 1 | 5000 | 7909.2 | 0 | 0 | 0 | 0 | 0 | 29131.8 | 0 | 0 | 0 | 0 | 0 | 29131.8
2022100208 | 1 | 0.42705 | 42705 | 0.12792 | 6651.84 | 0.01286 | 1144.54 | 1 | 5000 | 6651.84 | 1144.54 | 0 | 0 | 0 | 0 | 29908.62 | 0 | 0 | 0 | 0 | 0 | 29908.62
2022100209 | 1 | 0.44412 | 44412 | 0.10398 | 5406.96 | 0.28783 | 25616.87 | 1 | 5000 | 5406.96 | 25616.87 | 0 | 0 | 0 | 0 | 8388.17 | 0 | 0 | 0 | 0 | 0 | 8388.17
2022100210 | 1 | 0.47026 | 47026 | 0.05351 | 2782.52 | 0.66235 | 58949.15 | 1 | 5000 | 2782.52 | 39243.48 | 0 | 0 | 19705.67 | 19705.67 | 0 | 16749.8195 | 0 | 0 | 0 | 16749.8195 | 0
2022100211 | 1 | 0.49684 | 49684 | 0.05514 | 2867.28 | 0.74665 | 66451.85 | 1 | 5000 | 2867.28 | 41816.72 | 0 | 0 | 24635.13 | 24635.13 | 0 | 37689.68 | 0 | 0 | 0 | 20939.8605 | 0
2022100212 | 1 | 0.52645 | 52645 | 0.0546 | 2839.2 | 0.76139 | 67763.71 | 1 | 5000 | 2839.2 | 44805.8 | 0 | 0 | 22957.91 | 22957.91 | 0 | 57203.9035 | 0 | 0 | 0 | 19514.2235 | 0
2022100213 | 1 | 0.55533 | 55533 | 0.03806 | 1979.12 | 0.75848 | 67504.72 | 1 | 5000 | 1979.12 | 48553.88 | 0 | 0 | 18950.84 | 18950.84 | 0 | 73312.1175 | 0 | 0 | 0 | 16108.214 | 0
2022100214 | 1 | 0.58408 | 58408 | 0.04221 | 2194.92 | 0.77414 | 68898.46 | 1 | 5000 | 2194.92 | 51213.08 | 0 | 0 | 17685.38 | 17685.38 | 0 | 88344.6905 | 0 | 0 | 0 | 15032.573 | 0
2022100215 | 1 | 0.61332 | 61332 | 0.05003 | 2601.56 | 0.75327 | 67041.03 | 1 | 5000 | 2601.56 | 53730.44 | 0 | 0 | 13310.59 | 13310.59 | 0 | 99658.692 | 0 | 0 | 0 | 11314.0015 | 0
2022100216 | 1 | 0.64074 | 64074 | 0.05669 | 2947.88 | 0.75144 | 66878.16 | 1 | 5000 | 2947.88 | 56126.12 | 0 | 0 | 10752.04 | 10752.04 | 0 | 108797.926 | 0 | 0 | 0 | 9139.234 | 0
2022100217 | 1 | 0.65659 | 65659 | 0.06534 | 3397.68 | 0.69841 | 62158.49 | 1 | 5000 | 3397.68 | 57261.32 | 0 | 0 | 4897.17 | 4897.17 | 0 | 112960.5205 | 0 | 0 | 0 | 4162.5945 | 0
2022100218 | 1 | 0.65879 | 65879 | 0.07986 | 4152.72 | 0.5968 | 53115.2 | 1 | 5000 | 4152.72 | 53115.2 | 0 | 0 | 0 | 0 | 3611.08 | 109349.4405 | 3611.08 | 0 | 0 | 0 | 0
2022100219 | 1 | 0.64272 | 64272 | 0.10092 | 5247.84 | 0.27204 | 24211.56 | 1 | 5000 | 5247.84 | 24211.56 | 0 | 0 | 0 | 0 | 29812.6 | 79536.8405 | 29812.6 | 0 | 0 | 0 | 0
2022100220 | 1 | 0.62769 | 62769 | 0.15315 | 7963.8 | 0.01282 | 1140.98 | 1 | 5000 | 7963.8 | 1140.98 | 0 | 0 | 0 | 0 | 48664.22 | 30872.6205 | 48664.22 | 0 | 0 | 0 | 0
2022100221 | 1 | 0.60499 | 60499 | 0.23319 | 12125.88 | 0 | 0 | 1 | 5000 | 12125.88 | 0 | 0 | 0 | 0 | 0 | 43373.12 | 0 | 30872.6205 | 0 | 0 | 0 | 12500.4995
2022100222 | 1 | 0.57715 | 57715 | 0.29141 | 15153.32 | 0 | 0 | 1 | 5000 | 15153.32 | 0 | 0 | 0 | 0 | 0 | 37561.68 | 0 | 0 | 0 | 0 | 0 | 37561.68
2022100223 | 1 | 0.53457 | 53457 | 0.31841 | 16557.32 | 0 | 0 | 1 | 5000 | 16557.32 | 0 | 0 | 0 | 0 | 0 | 31899.68 | 0 | 0 | 0 | 0 | 0 | 31899.68
2022100224 | 1 | 0.49488 | 49488 | 0.33442 | 17389.84 | 0 | 0 | 1 | 5000 | 17389.84 | 0 | 0 | 0 | 0 | 0 | 27098.16 | 0 | 0 | 0 | 0 | 0 | 27098.16
2022100301 | 2 | 0.46167 | 46167 | 0.31752 | 16511.04 | 0 | 0 | 1 | 5000 | 16511.04 | 0 | 0 | 0 | 0 | 0 | 24655.96 | 0 | 0 | 0 | 0 | 0 | 24655.96
2022100302 | 2 | 0.4417 | 44170 | 0.30352 | 15783.04 | 0 | 0 | 1 | 5000 | 15783.04 | 0 | 0 | 0 | 0 | 0 | 23386.96 | 0 | 0 | 0 | 0 | 0 | 23386.96
2022100303 | 2 | 0.42956 | 42956 | 0.26744 | 13906.88 | 0 | 0 | 1 | 5000 | 13906.88 | 0 | 0 | 0 | 0 | 0 | 24049.12 | 0 | 0 | 0 | 0 | 0 | 24049.12
2022100304 | 2 | 0.42494 | 42494 | 0.22286 | 11588.72 | 0 | 0 | 1 | 5000 | 11588.72 | 0 | 0 | 0 | 0 | 0 | 25905.28 | 0 | 0 | 0 | 0 | 0 | 25905.28
2022100305 | 2 | 0.42776 | 42776 | 0.18292 | 9511.84 | 0 | 0 | 1 | 5000 | 9511.84 | 0 | 0 | 0 | 0 | 0 | 28264.16 | 0 | 0 | 0 | 0 | 0 | 28264.16
2022100306 | 2 | 0.44651 | 44651 | 0.15048 | 7824.96 | 0 | 0 | 1 | 5000 | 7824.96 | 0 | 0 | 0 | 0 | 0 | 31826.04 | 0 | 0 | 0 | 0 | 0 | 31826.04
2022100307 | 2 | 0.47684 | 47684 | 0.12822 | 6667.44 | 0 | 0 | 1 | 5000 | 6667.44 | 0 | 0 | 0 | 0 | 0 | 36016.56 | 0 | 0 | 0 | 0 | 0 | 36016.56
2022100308 | 2 | 0.4897 | 48970 | 0.11981 | 6230.12 | 0.01267 | 1127.63 | 1 | 5000 | 6230.12 | 1127.63 | 0 | 0 | 0 | 0 | 36612.25 | 0 | 0 | 0 | 0 | 0 | 36612.25
2022100309 | 2 | 0.4995 | 49950 | 0.11524 | 5992.48 | 0.23747 | 21134.83 | 1 | 5000 | 5992.48 | 21134.83 | 0 | 0 | 0 | 0 | 17822.69 | 0 | 0 | 0 | 0 | 0 | 17822.69
2022100310 | 2 | 0.51963 | 51963 | 0.0677 | 3520.4 | 0.57664 | 51320.96 | 1 | 5000 | 3520.4 | 43442.6 | 0 | 0 | 7878.36 | 7878.36 | 0 | 6696.606 | 0 | 0 | 0 | 6696.606 | 0
2022100311 | 2 | 0.53855 | 53855 | 0.07097 | 3690.44 | 0.70803 | 63014.67 | 1 | 5000 | 3690.44 | 45164.56 | 0 | 0 | 17850.11 | 17850.11 | 0 | 21869.1995 | 0 | 0 | 0 | 15172.5935 | 0
2022100312 | 2 | 0.5605 | 56050 | 0.07502 | 3901.04 | 0.76779 | 68333.31 | 1 | 5000 | 3901.04 | 47148.96 | 0 | 0 | 21184.35 | 21184.35 | 0 | 39875.897 | 0 | 0 | 0 | 18006.6975 | 0
2022100313 | 2 | 0.58933 | 58933 | 0.06377 | 3316.04 | 0.74075 | 65926.75 | 1 | 5000 | 3316.04 | 50616.96 | 0 | 0 | 15309.79 | 15309.79 | 0 | 52889.2185 | 0 | 0 | 0 | 13013.3215 | 0
2022100314 | 2 | 0.62086 | 62086 | 0.06065 | 3153.8 | 0.75009 | 66758.01 | 1 | 5000 | 3153.8 | 53932.2 | 0 | 0 | 12825.81 | 12825.81 | 0 | 63791.157 | 0 | 0 | 0 | 10901.9385 | 0
2022100315 | 2 | 0.65276 | 65276 | 0.06258 | 3254.16 | 0.7474 | 66518.6 | 1 | 5000 | 3254.16 | 57021.84 | 0 | 0 | 9496.76 | 9496.76 | 0 | 71863.403 | 0 | 0 | 0 | 8072.246 | 0
2022100316 | 2 | 0.6814 | 68140 | 0.07118 | 3701.36 | 0.74833 | 66601.37 | 1 | 5000 | 3701.36 | 59438.64 | 0 | 0 | 7162.73 | 7162.73 | 0 | 77951.7235 | 0 | 0 | 0 | 6088.3205 | 0
2022100317 | 2 | 0.7009 | 70090 | 0.08051 | 4186.52 | 0.69394 | 61760.66 | 1 | 5000 | 4186.52 | 60903.48 | 0 | 0 | 857.18 | 857.18 | 0 | 78680.3265 | 0 | 0 | 0 | 728.603 | 0
2022100318 | 2 | 0.70095 | 70095 | 0.0916 | 4763.2 | 0.53987 | 48048.43 | 1 | 5000 | 4763.2 | 48048.43 | 0 | 0 | 0 | 0 | 12283.37 | 66396.9565 | 12283.37 | 0 | 0 | 0 | 0
2022100319 | 2 | 0.67909 | 67909 | 0.10525 | 5473 | 0.18896 | 16817.44 | 1 | 5000 | 5473 | 16817.44 | 0 | 0 | 0 | 0 | 40618.56 | 25778.3965 | 40618.56 | 0 | 0 | 0 | 0
2022100320 | 2 | 0.65689 | 65689 | 0.13965 | 7261.8 | 0.00604 | 537.56 | 1 | 5000 | 7261.8 | 537.56 | 0 | 0 | 0 | 0 | 52889.64 | 0 | 25778.3965 | 0 | 0 | 0 | 27111.2435
2022100321 | 2 | 0.63276 | 63276 | 0.19959 | 10378.68 | 0 | 0 | 1 | 5000 | 10378.68 | 0 | 0 | 0 | 0 | 0 | 47897.32 | 0 | 0 | 0 | 0 | 0 | 47897.32
2022100322 | 2 | 0.5977 | 59770 | 0.25949 | 13493.48 | 0 | 0 | 1 | 5000 | 13493.48 | 0 | 0 | 0 | 0 | 0 | 41276.52 | 0 | 0 | 0 | 0 | 0 | 41276.52
2022100323 | 2 | 0.55496 | 55496 | 0.30279 | 15745.08 | 0 | 0 | 1 | 5000 | 15745.08 | 0 | 0 | 0 | 0 | 0 | 34750.92 | 0 | 0 | 0 | 0 | 0 | 34750.92
2022100324 | 2 | 0.51245 | 51245 | 0.33023 | 17171.96 | 0 | 0 | 1 | 5000 | 17171.96 | 0 | 0 | 0 | 0 | 0 | 29073.04 | 0 | 0 | 0 | 0 | 0 | 29073.04
2022100401 | 3 | 0.48206 | 48206 | 0.32945 | 17131.4 | 0 | 0 | 1 | 5000 | 17131.4 | 0 | 0 | 0 | 0 | 0 | 26074.6 | 0 | 0 | 0 | 0 | 0 | 26074.6
2022100402 | 3 | 0.46129 | 46129 | 0.29988 | 15593.76 | 0 | 0 | 1 | 5000 | 15593.76 | 0 | 0 | 0 | 0 | 0 | 25535.24 | 0 | 0 | 0 | 0 | 0 | 25535.24
2022100403 | 3 | 0.44609 | 44609 | 0.27447 | 14272.44 | 0 | 0 | 1 | 5000 | 14272.44 | 0 | 0 | 0 | 0 | 0 | 25336.56 | 0 | 0 | 0 | 0 | 0 | 25336.56
2022100404 | 3 | 0.44016 | 44016 | 0.24575 | 12779 | 0 | 0 | 1 | 5000 | 12779 | 0 | 0 | 0 | 0 | 0 | 26237 | 0 | 0 | 0 | 0 | 0 | 26237
2022100405 | 3 | 0.44205 | 44205 | 0.20598 | 10710.96 | 0 | 0 | 1 | 5000 | 10710.96 | 0 | 0 | 0 | 0 | 0 | 28494.04 | 0 | 0 | 0 | 0 | 0 | 28494.04
2022100406 | 3 | 0.45644 | 45644 | 0.19065 | 9913.8 | 0 | 0 | 1 | 5000 | 9913.8 | 0 | 0 | 0 | 0 | 0 | 30730.2 | 0 | 0 | 0 | 0 | 0 | 30730.2
2022100407 | 3 | 0.48604 | 48604 | 0.17413 | 9054.76 | 0 | 0 | 1 | 5000 | 9054.76 | 0 | 0 | 0 | 0 | 0 | 34549.24 | 0 | 0 | 0 | 0 | 0 | 34549.24
2022100408 | 3 | 0.49962 | 49962 | 0.16826 | 8749.52 | 0.0068 | 605.2 | 1 | 5000 | 8749.52 | 605.2 | 0 | 0 | 0 | 0 | 35607.28 | 0 | 0 | 0 | 0 | 0 | 35607.28
2022100409 | 3 | 0.50503 | 50503 | 0.15052 | 7827.04 | 0.20154 | 17937.06 | 1 | 5000 | 7827.04 | 17937.06 | 0 | 0 | 0 | 0 | 19738.9 | 0 | 0 | 0 | 0 | 0 | 19738.9
2022100410 | 3 | 0.52329 | 52329 | 0.08908 | 4632.16 | 0.55587 | 49472.43 | 1 | 5000 | 4632.16 | 42696.84 | 0 | 0 | 6775.59 | 6775.59 | 0 | 5759.2515 | 0 | 0 | 0 | 5759.2515 | 0
2022100411 | 3 | 0.54432 | 54432 | 0.10259 | 5334.68 | 0.6738 | 59968.2 | 1 | 5000 | 5334.68 | 44097.32 | 0 | 0 | 15870.88 | 15870.88 | 0 | 19249.4995 | 0 | 0 | 0 | 13490.248 | 0
2022100412 | 3 | 0.56955 | 56955 | 0.14185 | 7376.2 | 0.6862 | 61071.8 | 1 | 5000 | 7376.2 | 44578.8 | 0 | 0 | 16493 | 16493 | 0 | 33268.5495 | 0 | 0 | 0 | 14019.05 | 0
2022100413 | 3 | 0.59818 | 59818 | 0.11568 | 6015.36 | 0.7064 | 62869.6 | 1 | 5000 | 6015.36 | 48802.64 | 0 | 0 | 14066.96 | 14066.96 | 0 | 45225.4655 | 0 | 0 | 0 | 11956.916 | 0
2022100414 | 3 | 0.63143 | 63143 | 0.0877 | 4560.4 | 0.70768 | 62983.52 | 1 | 5000 | 4560.4 | 53582.6 | 0 | 0 | 9400.92 | 9400.92 | 0 | 53216.2475 | 0 | 0 | 0 | 7990.782 | 0
2022100415 | 3 | 0.66317 | 66317 | 0.07607 | 3955.64 | 0.71608 | 63731.12 | 1 | 5000 | 3955.64 | 57361.36 | 0 | 0 | 6369.76 | 6369.76 | 0 | 58630.5435 | 0 | 0 | 0 | 5414.296 | 0
2022100416 | 3 | 0.68927 | 68927 | 0.07156 | 3721.12 | 0.71773 | 63877.97 | 1 | 5000 | 3721.12 | 60205.88 | 0 | 0 | 3672.09 | 3672.09 | 0 | 61751.82 | 0 | 0 | 0 | 3121.2765 | 0
2022100417 | 3 | 0.70612 | 70612 | 0.07003 | 3641.56 | 0.67034 | 59660.26 | 1 | 5000 | 3641.56 | 59660.26 | 0 | 0 | 0 | 0 | 2310.18 | 59441.64 | 2310.18 | 0 | 0 | 0 | 0
2022100418 | 3 | 0.70618 | 70618 | 0.07914 | 4115.28 | 0.53328 | 47461.92 | 1 | 5000 | 4115.28 | 47461.92 | 0 | 0 | 0 | 0 | 14040.8 | 45400.84 | 14040.8 | 0 | 0 | 0 | 0
2022100419 | 3 | 0.68319 | 68319 | 0.10308 | 5360.16 | 0.18218 | 16214.02 | 1 | 5000 | 5360.16 | 16214.02 | 0 | 0 | 0 | 0 | 41744.82 | 3656.02 | 41744.82 | 0 | 0 | 0 | 0
2022100420 | 3 | 0.66146 | 66146 | 0.14125 | 7345 | 0.00279 | 248.31 | 1 | 5000 | 7345 | 248.31 | 0 | 0 | 0 | 0 | 53552.69 | 0 | 3656.02 | 0 | 0 | 0 | 49896.67
2022100421 | 3 | 0.63734 | 63734 | 0.21215 | 11031.8 | 0 | 0 | 1 | 5000 | 11031.8 | 0 | 0 | 0 | 0 | 0 | 47702.2 | 0 | 0 | 0 | 0 | 0 | 47702.2
2022100422 | 3 | 0.60268 | 60268 | 0.28861 | 15007.72 | 0 | 0 | 1 | 5000 | 15007.72 | 0 | 0 | 0 | 0 | 0 | 40260.28 | 0 | 0 | 0 | 0 | 0 | 40260.28
2022100423 | 3 | 0.56225 | 56225 | 0.34216 | 17792.32 | 0 | 0 | 1 | 5000 | 17792.32 | 0 | 0 | 0 | 0 | 0 | 33432.68 | 0 | 0 | 0 | 0 | 0 | 33432.68
2022100424 | 3 | 0.51887 | 51887 | 0.35926 | 18681.52 | 0 | 0 | 1 | 5000 | 18681.52 | 0 | 0 | 0 | 0 | 0 | 28205.48 | 0 | 0 | 0 | 0 | 0 | 28205.48
2022100501 | 4 | 0.48302 | 48302 | 0.36127 | 18786.04 | 0 | 0 | 1 | 5000 | 18786.04 | 0 | 0 | 0 | 0 | 0 | 24515.96 | 0 | 0 | 0 | 0 | 0 | 24515.96
2022100502 | 4 | 0.46047 | 46047 | 0.34941 | 18169.32 | 0 | 0 | 1 | 5000 | 18169.32 | 0 | 0 | 0 | 0 | 0 | 22877.68 | 0 | 0 | 0 | 0 | 0 | 22877.68
2022100503 | 4 | 0.44755 | 44755 | 0.31134 | 16189.68 | 0 | 0 | 1 | 5000 | 16189.68 | 0 | 0 | 0 | 0 | 0 | 23565.32 | 0 | 0 | 0 | 0 | 0 | 23565.32
2022100504 | 4 | 0.43877 | 43877 | 0.25878 | 13456.56 | 0 | 0 | 1 | 5000 | 13456.56 | 0 | 0 | 0 | 0 | 0 | 25420.44 | 0 | 0 | 0 | 0 | 0 | 25420.44
2022100505 | 4 | 0.43958 | 43958 | 0.21547 | 11204.44 | 0 | 0 | 1 | 5000 | 11204.44 | 0 | 0 | 0 | 0 | 0 | 27753.56 | 0 | 0 | 0 | 0 | 0 | 27753.56
2022100506 | 4 | 0.4542 | 45420 | 0.18196 | 9461.92 | 0 | 0 | 1 | 5000 | 9461.92 | 0 | 0 | 0 | 0 | 0 | 30958.08 | 0 | 0 | 0 | 0 | 0 | 30958.08
2022100507 | 4 | 0.48419 | 48419 | 0.15184 | 7895.68 | 0 | 0 | 1 | 5000 | 7895.68 | 0 | 0 | 0 | 0 | 0 | 35523.32 | 0 | 0 | 0 | 0 | 0 | 35523.32
2022100508 | 4 | 0.49672 | 49672 | 0.13052 | 6787.04 | 0.01087 | 967.43 | 1 | 5000 | 6787.04 | 967.43 | 0 | 0 | 0 | 0 | 36917.53 | 0 | 0 | 0 | 0 | 0 | 36917.53
2022100509 | 4 | 0.5042 | 50420 | 0.11008 | 5724.16 | 0.23975 | 21337.75 | 1 | 5000 | 5724.16 | 21337.75 | 0 | 0 | 0 | 0 | 18358.09 | 0 | 0 | 0 | 0 | 0 | 18358.09
2022100510 | 4 | 0.52501 | 52501 | 0.07018 | 3649.36 | 0.50693 | 45116.77 | 1 | 5000 | 3649.36 | 43851.64 | 0 | 0 | 1265.13 | 1265.13 | 0 | 1075.3605 | 0 | 0 | 0 | 1075.3605 | 0
2022100511 | 4 | 0.55305 | 55305 | 0.07293 | 3792.36 | 0.65773 | 58537.97 | 1 | 5000 | 3792.36 | 46512.64 | 0 | 0 | 12025.33 | 12025.33 | 0 | 11296.891 | 0 | 0 | 0 | 10221.5305 | 0
2022100512 | 4 | 0.58589 | 58589 | 0.05636 | 2930.72 | 0.73041 | 65006.49 | 1 | 5000 | 2930.72 | 50658.28 | 0 | 0 | 14348.21 | 14348.21 | 0 | 23492.8695 | 0 | 0 | 0 | 12195.9785 | 0
2022100513 | 4 | 0.6221 | 62210 | 0.04678 | 2432.56 | 0.72716 | 64717.24 | 1 | 5000 | 2432.56 | 54777.44 | 0 | 0 | 9939.8 | 9939.8 | 0 | 31941.6995 | 0 | 0 | 0 | 8448.83 | 0
2022100514 | 4 | 0.65948 | 65948 | 0.04776 | 2483.52 | 0.68623 | 61074.47 | 1 | 5000 | 2483.52 | 58464.48 | 0 | 0 | 2609.99 | 2609.99 | 0 | 34160.191 | 0 | 0 | 0 | 2218.4915 | 0
2022100515 | 4 | 0.69221 | 69221 | 0.06028 | 3134.56 | 0.65943 | 58689.27 | 1 | 5000 | 3134.56 | 58689.27 | 0 | 0 | 0 | 0 | 2397.17 | 31763.021 | 2397.17 | 0 | 0 | 0 | 0
2022100516 | 4 | 0.71894 | 71894 | 0.08258 | 4294.16 | 0.61569 | 54796.41 | 1 | 5000 | 4294.16 | 54796.41 | 0 | 0 | 0 | 0 | 7803.43 | 23959.591 | 7803.43 | 0 | 0 | 0 | 0
2022100517 | 4 | 0.73781 | 73781 | 0.09049 | 4705.48 | 0.58605 | 52158.45 | 1 | 5000 | 4705.48 | 52158.45 | 0 | 0 | 0 | 0 | 11917.07 | 12042.521 | 11917.07 | 0 | 0 | 0 | 0
2022100518 | 4 | 0.73426 | 73426 | 0.10379 | 5397.08 | 0.44458 | 39567.62 | 1 | 5000 | 5397.08 | 39567.62 | 0 | 0 | 0 | 0 | 23461.3 | 0 | 12042.521 | 0 | 0 | 0 | 11418.779
2022100519 | 4 | 0.70439 | 70439 | 0.14134 | 7349.68 | 0.11144 | 9918.16 | 1 | 5000 | 7349.68 | 9918.16 | 0 | 0 | 0 | 0 | 48171.16 | 0 | 0 | 0 | 0 | 0 | 48171.16
2022100520 | 4 | 0.6815 | 68150 | 0.1704 | 8860.8 | 0.00245 | 218.05 | 1 | 5000 | 8860.8 | 218.05 | 0 | 0 | 0 | 0 | 54071.15 | 0 | 0 | 0 | 0 | 0 | 54071.15
2022100521 | 4 | 0.65615 | 65615 | 0.20478 | 10648.56 | 0 | 0 | 1 | 5000 | 10648.56 | 0 | 0 | 0 | 0 | 0 | 49966.44 | 0 | 0 | 0 | 0 | 0 | 49966.44
2022100522 | 4 | 0.61756 | 61756 | 0.21246 | 11047.92 | 0 | 0 | 1 | 5000 | 11047.92 | 0 | 0 | 0 | 0 | 0 | 45708.08 | 0 | 0 | 0 | 0 | 0 | 45708.08
2022100523 | 4 | 0.57372 | 57372 | 0.20291 | 10551.32 | 0 | 0 | 1 | 5000 | 10551.32 | 0 | 0 | 0 | 0 | 0 | 41820.68 | 0 | 0 | 0 | 0 | 0 | 41820.68
2022100524 | 4 | 0.52611 | 52611 | 0.17146 | 8915.92 | 0 | 0 | 1 | 5000 | 8915.92 | 0 | 0 | 0 | 0 | 0 | 38695.08 | 0 | 0 | 0 | 0 | 0 | 38695.08
2022100601 | 5 | 0.49067 | 49067 | 0.15148 | 7876.96 | 0 | 0 | 1 | 5000 | 7876.96 | 0 | 0 | 0 | 0 | 0 | 36190.04 | 0 | 0 | 0 | 0 | 0 | 36190.04
2022100602 | 5 | 0.4675 | 46750 | 0.14313 | 7442.76 | 0 | 0 | 1 | 5000 | 7442.76 | 0 | 0 | 0 | 0 | 0 | 34307.24 | 0 | 0 | 0 | 0 | 0 | 34307.24
2022100603 | 5 | 0.45242 | 45242 | 0.12811 | 6661.72 | 0 | 0 | 1 | 5000 | 6661.72 | 0 | 0 | 0 | 0 | 0 | 33580.28 | 0 | 0 | 0 | 0 | 0 | 33580.28
2022100604 | 5 | 0.44549 | 44549 | 0.11332 | 5892.64 | 0 | 0 | 1 | 5000 | 5892.64 | 0 | 0 | 0 | 0 | 0 | 33656.36 | 0 | 0 | 0 | 0 | 0 | 33656.36
2022100605 | 5 | 0.44707 | 44707 | 0.09794 | 5092.88 | 0 | 0 | 1 | 5000 | 5092.88 | 0 | 0 | 0 | 0 | 0 | 34614.12 | 0 | 0 | 0 | 0 | 0 | 34614.12
2022100606 | 5 | 0.46232 | 46232 | 0.09191 | 4779.32 | 0 | 0 | 1 | 5000 | 4779.32 | 0 | 0 | 0 | 0 | 0 | 36452.68 | 0 | 0 | 0 | 0 | 0 | 36452.68
2022100607 | 5 | 0.492 | 49200 | 0.07275 | 3783 | 0 | 0 | 1 | 5000 | 3783 | 0 | 0 | 0 | 0 | 0 | 40417 | 0 | 0 | 0 | 0 | 0 | 40417
2022100608 | 5 | 0.50523 | 50523 | 0.05965 | 3101.8 | 0.00955 | 849.95 | 1 | 5000 | 3101.8 | 849.95 | 0 | 0 | 0 | 0 | 41571.25 | 0 | 0 | 0 | 0 | 0 | 41571.25
2022100609 | 5 | 0.51614 | 51614 | 0.05426 | 2821.52 | 0.21944 | 19530.16 | 1 | 5000 | 2821.52 | 19530.16 | 0 | 0 | 0 | 0 | 24262.32 | 0 | 0 | 0 | 0 | 0 | 24262.32
2022100610 | 5 | 0.53998 | 53998 | 0.03359 | 1746.68 | 0.52107 | 46375.23 | 1 | 5000 | 1746.68 | 46375.23 | 0 | 0 | 0 | 0 | 876.09 | 0 | 0 | 0 | 0 | 0 | 876.09
2022100611 | 5 | 0.57078 | 57078 | 0.02381 | 1238.12 | 0.62742 | 55840.38 | 1 | 5000 | 1238.12 | 50839.88 | 0 | 0 | 5000.5 | 5000.5 | 0 | 4250.425 | 0 | 0 | 0 | 4250.425 | 0
2022100612 | 5 | 0.60443 | 60443 | 0.0211 | 1097.2 | 0.6374 | 56728.6 | 1 | 5000 | 1097.2 | 54345.8 | 0 | 0 | 2382.8 | 2382.8 | 0 | 6275.805 | 0 | 0 | 0 | 2025.38 | 0
2022100613 | 5 | 0.64521 | 64521 | 0.02271 | 1180.92 | 0.64842 | 57709.38 | 1 | 5000 | 1180.92 | 57709.38 | 0 | 0 | 0 | 0 | 630.7 | 5645.105 | 630.7 | 0 | 0 | 0 | 0
2022100614 | 5 | 0.68302 | 68302 | 0.02507 | 1303.64 | 0.64781 | 57655.09 | 1 | 5000 | 1303.64 | 57655.09 | 0 | 0 | 0 | 0 | 4343.27 | 1301.835 | 4343.27 | 0 | 0 | 0 | 0
2022100615 | 5 | 0.71317 | 71317 | 0.02603 | 1353.56 | 0.63662 | 56659.18 | 1 | 5000 | 1353.56 | 56659.18 | 0 | 0 | 0 | 0 | 8304.26 | 0 | 1301.835 | 0 | 0 | 0 | 7002.425
2022100616 | 5 | 0.73553 | 73553 | 0.0345 | 1794 | 0.60128 | 53513.92 | 1 | 5000 | 1794 | 53513.92 | 0 | 0 | 0 | 0 | 13245.08 | 0 | 0 | 0 | 0 | 0 | 13245.08
2022100617 | 5 | 0.74573 | 74573 | 0.04803 | 2497.56 | 0.50536 | 44977.04 | 1 | 5000 | 2497.56 | 44977.04 | 0 | 0 | 0 | 0 | 22098.4 | 0 | 0 | 0 | 0 | 0 | 22098.4
2022100618 | 5 | 0.73913 | 73913 | 0.06893 | 3584.36 | 0.38573 | 34329.97 | 1 | 5000 | 3584.36 | 34329.97 | 0 | 0 | 0 | 0 | 30998.67 | 0 | 0 | 0 | 0 | 0 | 30998.67
2022100619 | 5 | 0.70954 | 70954 | 0.0721 | 3749.2 | 0.1383 | 12308.7 | 1 | 5000 | 3749.2 | 12308.7 | 0 | 0 | 0 | 0 | 49896.1 | 0 | 0 | 0 | 0 | 0 | 49896.1
2022100620 | 5 | 0.68461 | 68461 | 0.09069 | 4715.88 | 0.00762 | 678.18 | 1 | 5000 | 4715.88 | 678.18 | 0 | 0 | 0 | 0 | 58066.94 | 0 | 0 | 0 | 0 | 0 | 58066.94
2022100621 | 5 | 0.66141 | 66141 | 0.1134 | 5896.8 | 0 | 0 | 1 | 5000 | 5896.8 | 0 | 0 | 0 | 0 | 0 | 55244.2 | 0 | 0 | 0 | 0 | 0 | 55244.2
2022100622 | 5 | 0.62503 | 62503 | 0.13512 | 7026.24 | 0 | 0 | 1 | 5000 | 7026.24 | 0 | 0 | 0 | 0 | 0 | 50476.76 | 0 | 0 | 0 | 0 | 0 | 50476.76
2022100623 | 5 | 0.58327 | 58327 | 0.1377 | 7160.4 | 0 | 0 | 1 | 5000 | 7160.4 | 0 | 0 | 0 | 0 | 0 | 46166.6 | 0 | 0 | 0 | 0 | 0 | 46166.6
2022100624 | 5 | 0.54118 | 54118 | 0.14375 | 7475 | 0 | 0 | 1 | 5000 | 7475 | 0 | 0 | 0 | 0 | 0 | 41643 | 0 | 0 | 0 | 0 | 0 | 41643
2022100701 | 6 | 0.50683 | 50683 | 0.13931 | 7244.12 | 0 | 0 | 1 | 5000 | 7244.12 | 0 | 0 | 0 | 0 | 0 | 38438.88 | 0 | 0 | 0 | 0 | 0 | 38438.88
2022100702 | 6 | 0.48152 | 48152 | 0.13404 | 6970.08 | 0 | 0 | 1 | 5000 | 6970.08 | 0 | 0 | 0 | 0 | 0 | 36181.92 | 0 | 0 | 0 | 0 | 0 | 36181.92
2022100703 | 6 | 0.46615 | 46615 | 0.13639 | 7092.28 | 0 | 0 | 1 | 5000 | 7092.28 | 0 | 0 | 0 | 0 | 0 | 34522.72 | 0 | 0 | 0 | 0 | 0 | 34522.72
2022100704 | 6 | 0.45698 | 45698 | 0.12403 | 6449.56 | 0 | 0 | 1 | 5000 | 6449.56 | 0 | 0 | 0 | 0 | 0 | 34248.44 | 0 | 0 | 0 | 0 | 0 | 34248.44
2022100705 | 6 | 0.4584 | 45840 | 0.104 | 5408 | 0 | 0 | 1 | 5000 | 5408 | 0 | 0 | 0 | 0 | 0 | 35432 | 0 | 0 | 0 | 0 | 0 | 35432
2022100706 | 6 | 0.47424 | 47424 | 0.09329 | 4851.08 | 0 | 0 | 1 | 5000 | 4851.08 | 0 | 0 | 0 | 0 | 0 | 37572.92 | 0 | 0 | 0 | 0 | 0 | 37572.92
2022100707 | 6 | 0.50057 | 50057 | 0.09134 | 4749.68 | 0 | 0 | 1 | 5000 | 4749.68 | 0 | 0 | 0 | 0 | 0 | 40307.32 | 0 | 0 | 0 | 0 | 0 | 40307.32
2022100708 | 6 | 0.51251 | 51251 | 0.09932 | 5164.64 | 0.00603 | 536.67 | 1 | 5000 | 5164.64 | 536.67 | 0 | 0 | 0 | 0 | 40549.69 | 0 | 0 | 0 | 0 | 0 | 40549.69
2022100709 | 6 | 0.5221 | 52210 | 0.1026 | 5335.2 | 0.11499 | 10234.11 | 1 | 5000 | 5335.2 | 10234.11 | 0 | 0 | 0 | 0 | 31640.69 | 0 | 0 | 0 | 0 | 0 | 31640.69
2022100710 | 6 | 0.54691 | 54691 | 0.0798 | 4149.6 | 0.31849 | 28345.61 | 1 | 5000 | 4149.6 | 28345.61 | 0 | 0 | 0 | 0 | 17195.79 | 0 | 0 | 0 | 0 | 0 | 17195.79
2022100711 | 6 | 0.57119 | 57119 | 0.08437 | 4387.24 | 0.44655 | 39742.95 | 1 | 5000 | 4387.24 | 39742.95 | 0 | 0 | 0 | 0 | 7988.81 | 0 | 0 | 0 | 0 | 0 | 7988.81
2022100712 | 6 | 0.596 | 59600 | 0.09248 | 4808.96 | 0.56309 | 50115.01 | 1 | 5000 | 4808.96 | 49791.04 | 0 | 0 | 323.97 | 323.97 | 0 | 275.3745 | 0 | 0 | 0 | 275.3745 | 0
2022100713 | 6 | 0.62271 | 62271 | 0.10583 | 5503.16 | 0.57128 | 50843.92 | 1 | 5000 | 5503.16 | 50843.92 | 0 | 0 | 0 | 0 | 923.92 | 0 | 275.3745 | 0 | 0 | 0 | 648.5455
2022100714 | 6 | 0.64799 | 64799 | 0.12756 | 6633.12 | 0.54443 | 48454.27 | 1 | 5000 | 6633.12 | 48454.27 | 0 | 0 | 0 | 0 | 4711.61 | 0 | 0 | 0 | 0 | 0 | 4711.61
2022100715 | 6 | 0.66644 | 66644 | 0.15474 | 8046.48 | 0.46951 | 41786.39 | 1 | 5000 | 8046.48 | 41786.39 | 0 | 0 | 0 | 0 | 11811.13 | 0 | 0 | 0 | 0 | 0 | 11811.13
2022100716 | 6 | 0.6787 | 67870 | 0.19211 | 9989.72 | 0.36073 | 32104.97 | 1 | 5000 | 9989.72 | 32104.97 | 0 | 0 | 0 | 0 | 20775.31 | 0 | 0 | 0 | 0 | 0 | 20775.31
2022100717 | 6 | 0.68237 | 68237 | 0.24832 | 12912.64 | 0.29918 | 26627.02 | 1 | 5000 | 12912.64 | 26627.02 | 0 | 0 | 0 | 0 | 23697.34 | 0 | 0 | 0 | 0 | 0 | 23697.34
2022100718 | 6 | 0.67145 | 67145 | 0.25812 | 13422.24 | 0.21291 | 18948.99 | 1 | 5000 | 13422.24 | 18948.99 | 0 | 0 | 0 | 0 | 29773.77 | 0 | 0 | 0 | 0 | 0 | 29773.77
2022100719 | 6 | 0.64892 | 64892 | 0.27246 | 14167.92 | 0.06267 | 5577.63 | 1 | 5000 | 14167.92 | 5577.63 | 0 | 0 | 0 | 0 | 40146.45 | 0 | 0 | 0 | 0 | 0 | 40146.45
2022100720 | 6 | 0.63556 | 63556 | 0.27273 | 14181.96 | 0.0016 | 142.4 | 1 | 5000 | 14181.96 | 142.4 | 0 | 0 | 0 | 0 | 44231.64 | 0 | 0 | 0 | 0 | 0 | 44231.64
2022100721 | 6 | 0.61721 | 61721 | 0.28104 | 14614.08 | 0 | 0 | 1 | 5000 | 14614.08 | 0 | 0 | 0 | 0 | 0 | 42106.92 | 0 | 0 | 0 | 0 | 0 | 42106.92
2022100722 | 6 | 0.59424 | 59424 | 0.25904 | 13470.08 | 0 | 0 | 1 | 5000 | 13470.08 | 0 | 0 | 0 | 0 | 0 | 40953.92 | 0 | 0 | 0 | 0 | 0 | 40953.92
2022100723 | 6 | 0.56349 | 56349 | 0.23286 | 12108.72 | 0 | 0 | 1 | 5000 | 12108.72 | 0 | 0 | 0 | 0 | 0 | 39240.28 | 0 | 0 | 0 | 0 | 0 | 39240.28
2022100724 | 6 | 0.5319 | 53190 | 0.214 | 11128 | 0 | 0 | 1 | 5000 | 11128 | 0 | 0 | 0 | 0 | 0 | 37062 | 0 | 0 | 0 | 0 | 0 | 37062
2022100801 | 7 | 0.50065 | 50065 | 0.19278 | 10024.56 | 0 | 0 | 1 | 5000 | 10024.56 | 0 | 0 | 0 | 0 | 0 | 35040.44 | 0 | 0 | 0 | 0 | 0 | 35040.44
2022100802 | 7 | 0.47839 | 47839 | 0.1861 | 9677.2 | 0 | 0 | 1 | 5000 | 9677.2 | 0 | 0 | 0 | 0 | 0 | 33161.8 | 0 | 0 | 0 | 0 | 0 | 33161.8
2022100803 | 7 | 0.46007 | 46007 | 0.19282 | 10026.64 | 0 | 0 | 1 | 5000 | 10026.64 | 0 | 0 | 0 | 0 | 0 | 30980.36 | 0 | 0 | 0 | 0 | 0 | 30980.36
2022100804 | 7 | 0.44691 | 44691 | 0.19973 | 10385.96 | 0 | 0 | 1 | 5000 | 10385.96 | 0 | 0 | 0 | 0 | 0 | 29305.04 | 0 | 0 | 0 | 0 | 0 | 29305.04
2022100805 | 7 | 0.44339 | 44339 | 0.2196 | 11419.2 | 0 | 0 | 1 | 5000 | 11419.2 | 0 | 0 | 0 | 0 | 0 | 27919.8 | 0 | 0 | 0 | 0 | 0 | 27919.8
2022100806 | 7 | 0.44576 | 44576 | 0.2316 | 12043.2 | 0 | 0 | 1 | 5000 | 12043.2 | 0 | 0 | 0 | 0 | 0 | 27532.8 | 0 | 0 | 0 | 0 | 0 | 27532.8
2022100807 | 7 | 0.45337 | 45337 | 0.23269 | 12099.88 | 0 | 0 | 1 | 5000 | 12099.88 | 0 | 0 | 0 | 0 | 0 | 28237.12 | 0 | 0 | 0 | 0 | 0 | 28237.12
2022100808 | 7 | 0.46271 | 46271 | 0.24071 | 12516.92 | 0.00419 | 372.91 | 1 | 5000 | 12516.92 | 372.91 | 0 | 0 | 0 | 0 | 28381.17 | 0 | 0 | 0 | 0 | 0 | 28381.17
2022100809 | 7 | 0.47604 | 47604 | 0.22222 | 11555.44 | 0.15011 | 13359.79 | 1 | 5000 | 11555.44 | 13359.79 | 0 | 0 | 0 | 0 | 17688.77 | 0 | 0 | 0 | 0 | 0 | 17688.77
2022100810 | 7 | 0.4991 | 49910 | 0.17627 | 9166.04 | 0.4227 | 37620.3 | 1 | 5000 | 9166.04 | 35743.96 | 0 | 0 | 1876.34 | 1876.34 | 0 | 1594.889 | 0 | 0 | 0 | 1594.889 | 0
2022100811 | 7 | 0.52883 | 52883 | 0.14357 | 7465.64 | 0.49482 | 44038.98 | 1 | 5000 | 7465.64 | 40417.36 | 0 | 0 | 3621.62 | 3621.62 | 0 | 4673.266 | 0 | 0 | 0 | 3078.377 | 0
2022100812 | 7 | 0.5554 | 55540 | 0.11512 | 5986.24 | 0.55385 | 49292.65 | 1 | 5000 | 5986.24 | 44553.76 | 0 | 0 | 4738.89 | 4738.89 | 0 | 8701.3225 | 0 | 0 | 0 | 4028.0565 | 0
2022100813 | 7 | 0.58339 | 58339 | 0.10238 | 5323.76 | 0.59078 | 52579.42 | 1 | 5000 | 5323.76 | 48015.24 | 0 | 0 | 4564.18 | 4564.18 | 0 | 12580.8755 | 0 | 0 | 0 | 3879.553 | 0
2022100814 | 7 | 0.61241 | 61241 | 0.0989 | 5142.8 | 0.57295 | 50992.55 | 1 | 5000 | 5142.8 | 50992.55 | 0 | 0 | 0 | 0 | 105.65 | 12475.2255 | 105.65 | 0 | 0 | 0 | 0
2022100815 | 7 | 0.6367 | 63670 | 0.09148 | 4756.96 | 0.55754 | 49621.06 | 1 | 5000 | 4756.96 | 49621.06 | 0 | 0 | 0 | 0 | 4291.98 | 8183.2455 | 4291.98 | 0 | 0 | 0 | 0
2022100816 | 7 | 0.65577 | 65577 | 0.08893 | 4624.36 | 0.50867 | 45271.63 | 1 | 5000 | 4624.36 | 45271.63 | 0 | 0 | 0 | 0 | 10681.01 | 0 | 8183.2455 | 0 | 0 | 0 | 2497.7645
2022100817 | 7 | 0.66295 | 66295 | 0.09881 | 5138.12 | 0.36575 | 32551.75 | 1 | 5000 | 5138.12 | 32551.75 | 0 | 0 | 0 | 0 | 23605.13 | 0 | 0 | 0 | 0 | 0 | 23605.13
2022100818 | 7 | 0.6569 | 65690 | 0.1135 | 5902 | 0.23866 | 21240.74 | 1 | 5000 | 5902 | 21240.74 | 0 | 0 | 0 | 0 | 33547.26 | 0 | 0 | 0 | 0 | 0 | 33547.26
2022100819 | 7 | 0.63448 | 63448 | 0.12842 | 6677.84 | 0.06982 | 6213.98 | 1 | 5000 | 6677.84 | 6213.98 | 0 | 0 | 0 | 0 | 45556.18 | 0 | 0 | 0 | 0 | 0 | 45556.18
2022100820 | 7 | 0.62037 | 62037 | 0.14577 | 7580.04 | 0.00071 | 63.19 | 1 | 5000 | 7580.04 | 63.19 | 0 | 0 | 0 | 0 | 49393.77 | 0 | 0 | 0 | 0 | 0 | 49393.77
2022100821 | 7 | 0.59899 | 59899 | 0.16904 | 8790.08 | 0.00017 | 15.13 | 1 | 5000 | 8790.08 | 15.13 | 0 | 0 | 0 | 0 | 46093.79 | 0 | 0 | 0 | 0 | 0 | 46093.79
2022100822 | 7 | 0.57174 | 57174 | 0.17286 | 8988.72 | 0.00017 | 15.13 | 1 | 5000 | 8988.72 | 15.13 | 0 | 0 | 0 | 0 | 43170.15 | 0 | 0 | 0 | 0 | 0 | 43170.15
2022100823 | 7 | 0.54184 | 54184 | 0.16515 | 8587.8 | 0.00011 | 9.79 | 1 | 5000 | 8587.8 | 9.79 | 0 | 0 | 0 | 0 | 40586.41 | 0 | 0 | 0 | 0 | 0 | 40586.41
2022100824 | 7 | 0.51231 | 51231 | 0.1395 | 7254 | 0 | 0 | 1 | 5000 | 7254 | 0 | 0 | 0 | 0 | 0 | 38977 | 0 | 0 | 0 | 0 | 0 | 38977
2022100901 | 1 | 0.48398 | 48398 | 0.12816 | 6664.32 | 0 | 0 | 1 | 5000 | 6664.32 | 0 | 0 | 0 | 0 | 0 | 36733.68 | 0 | 0 | 0 | 0 | 0 | 36733.68
2022100902 | 1 | 0.4614 | 46140 | 0.10773 | 5601.96 | 0 | 0 | 1 | 5000 | 5601.96 | 0 | 0 | 0 | 0 | 0 | 35538.04 | 0 | 0 | 0 | 0 | 0 | 35538.04
2022100903 | 1 | 0.4468 | 44680 | 0.09384 | 4879.68 | 0 | 0 | 1 | 5000 | 4879.68 | 0 | 0 | 0 | 0 | 0 | 34800.32 | 0 | 0 | 0 | 0 | 0 | 34800.32
2022100904 | 1 | 0.43541 | 43541 | 0.0885 | 4602 | 0 | 0 | 1 | 5000 | 4602 | 0 | 0 | 0 | 0 | 0 | 33939 | 0 | 0 | 0 | 0 | 0 | 33939
2022100905 | 1 | 0.42774 | 42774 | 0.08284 | 4307.68 | 0 | 0 | 1 | 5000 | 4307.68 | 0 | 0 | 0 | 0 | 0 | 33466.32 | 0 | 0 | 0 | 0 | 0 | 33466.32
2022100906 | 1 | 0.42846 | 42846 | 0.08342 | 4337.84 | 0 | 0 | 1 | 5000 | 4337.84 | 0 | 0 | 0 | 0 | 0 | 33508.16 | 0 | 0 | 0 | 0 | 0 | 33508.16
2022100907 | 1 | 0.43247 | 43247 | 0.08081 | 4202.12 | 0 | 0 | 1 | 5000 | 4202.12 | 0 | 0 | 0 | 0 | 0 | 34044.88 | 0 | 0 | 0 | 0 | 0 | 34044.88
2022100908 | 1 | 0.4372 | 43720 | 0.09184 | 4775.68 | 0.00471 | 419.19 | 1 | 5000 | 4775.68 | 419.19 | 0 | 0 | 0 | 0 | 33525.13 | 0 | 0 | 0 | 0 | 0 | 33525.13
2022100909 | 1 | 0.45686 | 45686 | 0.0883 | 4591.6 | 0.13712 | 12203.68 | 1 | 5000 | 4591.6 | 12203.68 | 0 | 0 | 0 | 0 | 23890.72 | 0 | 0 | 0 | 0 | 0 | 23890.72
2022100910 | 1 | 0.48463 | 48463 | 0.0545 | 2834 | 0.34562 | 30760.18 | 1 | 5000 | 2834 | 30760.18 | 0 | 0 | 0 | 0 | 9868.82 | 0 | 0 | 0 | 0 | 0 | 9868.82
2022100911 | 1 | 0.51284 | 51284 | 0.05108 | 2656.16 | 0.47812 | 42552.68 | 1 | 5000 | 2656.16 | 42552.68 | 0 | 0 | 0 | 0 | 1075.16 | 0 | 0 | 0 | 0 | 0 | 1075.16
2022100912 | 1 | 0.54367 | 54367 | 0.08214 | 4271.28 | 0.529 | 47081 | 1 | 5000 | 4271.28 | 45095.72 | 0 | 0 | 1985.28 | 1985.28 | 0 | 1687.488 | 0 | 0 | 0 | 1687.488 | 0
2022100913 | 1 | 0.57719 | 57719 | 0.11112 | 5778.24 | 0.54377 | 48395.53 | 1 | 5000 | 5778.24 | 46940.76 | 0 | 0 | 1454.77 | 1454.77 | 0 | 2924.0425 | 0 | 0 | 0 | 1236.5545 | 0
2022100914 | 1 | 0.60804 | 60804 | 0.12071 | 6276.92 | 0.54135 | 48180.15 | 1 | 5000 | 6276.92 | 48180.15 | 0 | 0 | 0 | 0 | 1346.93 | 1577.1125 | 1346.93 | 0 | 0 | 0 | 0
2022100915 | 1 | 0.63605 | 63605 | 0.119 | 6188 | 0.52965 | 47138.85 | 1 | 5000 | 6188 | 47138.85 | 0 | 0 | 0 | 0 | 5278.15 | 0 | 1577.1125 | 0 | 0 | 0 | 3701.0375
2022100916 | 1 | 0.65736 | 65736 | 0.11399 | 5927.48 | 0.52073 | 46344.97 | 1 | 5000 | 5927.48 | 46344.97 | 0 | 0 | 0 | 0 | 8463.55 | 0 | 0 | 0 | 0 | 0 | 8463.55
2022100917 | 1 | 0.66907 | 66907 | 0.12642 | 6573.84 | 0.37539 | 33409.71 | 1 | 5000 | 6573.84 | 33409.71 | 0 | 0 | 0 | 0 | 21923.45 | 0 | 0 | 0 | 0 | 0 | 21923.45
2022100918 | 1 | 0.66791 | 66791 | 0.14348 | 7460.96 | 0.24798 | 22070.22 | 1 | 5000 | 7460.96 | 22070.22 | 0 | 0 | 0 | 0 | 32259.82 | 0 | 0 | 0 | 0 | 0 | 32259.82
2022100919 | 1 | 0.65116 | 65116 | 0.15525 | 8073 | 0.08633 | 7683.37 | 1 | 5000 | 8073 | 7683.37 | 0 | 0 | 0 | 0 | 44359.63 | 0 | 0 | 0 | 0 | 0 | 44359.63
2022100920 | 1 | 0.63811 | 63811 | 0.15174 | 7890.48 | 0.00139 | 123.71 | 1 | 5000 | 7890.48 | 123.71 | 0 | 0 | 0 | 0 | 50796.81 | 0 | 0 | 0 | 0 | 0 | 50796.81
2022100921 | 1 | 0.61821 | 61821 | 0.19183 | 9975.16 | 0 | 0 | 1 | 5000 | 9975.16 | 0 | 0 | 0 | 0 | 0 | 46845.84 | 0 | 0 | 0 | 0 | 0 | 46845.84
2022100922 | 1 | 0.58933 | 58933 | 0.22069 | 11475.88 | 0 | 0 | 1 | 5000 | 11475.88 | 0 | 0 | 0 | 0 | 0 | 42457.12 | 0 | 0 | 0 | 0 | 0 | 42457.12
2022100923 | 1 | 0.55466 | 55466 | 0.23739 | 12344.28 | 0 | 0 | 1 | 5000 | 12344.28 | 0 | 0 | 0 | 0 | 0 | 38121.72 | 0 | 0 | 0 | 0 | 0 | 38121.72
2022100924 | 1 | 0.51696 | 51696 | 0.2332 | 12126.4 | 0 | 0 | 1 | 5000 | 12126.4 | 0 | 0 | 0 | 0 | 0 | 34569.6 | 0 | 0 | 0 | 0 | 0 | 34569.6
2022101001 | 2 | 0.48535 | 48535 | 0.21702 | 11285.04 | 0 | 0 | 1 | 5000 | 11285.04 | 0 | 0 | 0 | 0 | 0 | 32249.96 | 0 | 0 | 0 | 0 | 0 | 32249.96
2022101002 | 2 | 0.46376 | 46376 | 0.23365 | 12149.8 | 0 | 0 | 1 | 5000 | 12149.8 | 0 | 0 | 0 | 0 | 0 | 29226.2 | 0 | 0 | 0 | 0 | 0 | 29226.2
2022101003 | 2 | 0.45181 | 45181 | 0.23587 | 12265.24 | 0 | 0 | 1 | 5000 | 12265.24 | 0 | 0 | 0 | 0 | 0 | 27915.76 | 0 | 0 | 0 | 0 | 0 | 27915.76
2022101004 | 2 | 0.44367 | 44367 | 0.23173 | 12049.96 | 0 | 0 | 1 | 5000 | 12049.96 | 0 | 0 | 0 | 0 | 0 | 27317.04 | 0 | 0 | 0 | 0 | 0 | 27317.04
2022101005 | 2 | 0.4442 | 44420 | 0.21419 | 11137.88 | 0 | 0 | 1 | 5000 | 11137.88 | 0 | 0 | 0 | 0 | 0 | 28282.12 | 0 | 0 | 0 | 0 | 0 | 28282.12
2022101006 | 2 | 0.45913 | 45913 | 0.21624 | 11244.48 | 0 | 0 | 1 | 5000 | 11244.48 | 0 | 0 | 0 | 0 | 0 | 29668.52 | 0 | 0 | 0 | 0 | 0 | 29668.52
2022101007 | 2 | 0.48021 | 48021 | 0.20674 | 10750.48 | 0 | 0 | 1 | 5000 | 10750.48 | 0 | 0 | 0 | 0 | 0 | 32270.52 | 0 | 0 | 0 | 0 | 0 | 32270.52
2022101008 | 2 | 0.49472 | 49472 | 0.19241 | 10005.32 | 0.00623 | 554.47 | 1 | 5000 | 10005.32 | 554.47 | 0 | 0 | 0 | 0 | 33912.21 | 0 | 0 | 0 | 0 | 0 | 33912.21
2022101009 | 2 | 0.5092 | 50920 | 0.18183 | 9455.16 | 0.13762 | 12248.18 | 1 | 5000 | 9455.16 | 12248.18 | 0 | 0 | 0 | 0 | 24216.66 | 0 | 0 | 0 | 0 | 0 | 24216.66
2022101010 | 2 | 0.5383 | 53830 | 0.1336 | 6947.2 | 0.3192 | 28408.8 | 1 | 5000 | 6947.2 | 28408.8 | 0 | 0 | 0 | 0 | 13474 | 0 | 0 | 0 | 0 | 0 | 13474
2022101011 | 2 | 0.57172 | 57172 | 0.16699 | 8683.48 | 0.45045 | 40090.05 | 1 | 5000 | 8683.48 | 40090.05 | 0 | 0 | 0 | 0 | 3398.47 | 0 | 0 | 0 | 0 | 0 | 3398.47
2022101012 | 2 | 0.60529 | 60529 | 0.19427 | 10102.04 | 0.51026 | 45413.14 | 1 | 5000 | 10102.04 | 45413.14 | 0 | 0 | 0 | 0 | 13.82 | 0 | 0 | 0 | 0 | 0 | 13.82
2022101013 | 2 | 0.63816 | 63816 | 0.19957 | 10377.64 | 0.56357 | 50157.73 | 1 | 5000 | 10377.64 | 48438.36 | 0 | 0 | 1719.37 | 1719.37 | 0 | 1461.4645 | 0 | 0 | 0 | 1461.4645 | 0
2022101014 | 2 | 0.67132 | 67132 | 0.21275 | 11063 | 0.57415 | 51099.35 | 1 | 5000 | 11063 | 51069 | 0 | 0 | 30.35 | 30.35 | 0 | 1487.262 | 0 | 0 | 0 | 25.7975 | 0
2022101015 | 2 | 0.69916 | 69916 | 0.19563 | 10172.76 | 0.55559 | 49447.51 | 1 | 5000 | 10172.76 | 49447.51 | 0 | 0 | 0 | 0 | 5295.73 | 0 | 1487.262 | 0 | 0 | 0 | 3808.468
2022101016 | 2 | 0.71774 | 71774 | 0.21544 | 11202.88 | 0.54055 | 48108.95 | 1 | 5000 | 11202.88 | 48108.95 | 0 | 0 | 0 | 0 | 7462.17 | 0 | 0 | 0 | 0 | 0 | 7462.17
2022101017 | 2 | 0.72394 | 72394 | 0.24203 | 12585.56 | 0.51386 | 45733.54 | 1 | 5000 | 12585.56 | 45733.54 | 0 | 0 | 0 | 0 | 9074.9 | 0 | 0 | 0 | 0 | 0 | 9074.9
2022101018 | 2 | 0.714 | 71400 | 0.24235 | 12602.2 | 0.33158 | 29510.62 | 1 | 5000 | 12602.2 | 29510.62 | 0 | 0 | 0 | 0 | 24287.18 | 0 | 0 | 0 | 0 | 0 | 24287.18
2022101019 | 2 | 0.68813 | 68813 | 0.25504 | 13262.08 | 0.08543 | 7603.27 | 1 | 5000 | 13262.08 | 7603.27 | 0 | 0 | 0 | 0 | 42947.65 | 0 | 0 | 0 | 0 | 0 | 42947.65
2022101020 | 2 | 0.67255 | 67255 | 0.25822 | 13427.44 | 0.00357 | 317.73 | 1 | 5000 | 13427.44 | 317.73 | 0 | 0 | 0 | 0 | 48509.83 | 0 | 0 | 0 | 0 | 0 | 48509.83
2022101021 | 2 | 0.6508 | 65080 | 0.27776 | 14443.52 | 0 | 0 | 1 | 5000 | 14443.52 | 0 | 0 | 0 | 0 | 0 | 45636.48 | 0 | 0 | 0 | 0 | 0 | 45636.48
2022101022 | 2 | 0.61825 | 61825 | 0.2949 | 15334.8 | 0 | 0 | 1 | 5000 | 15334.8 | 0 | 0 | 0 | 0 | 0 | 41490.2 | 0 | 0 | 0 | 0 | 0 | 41490.2
2022101023 | 2 | 0.57642 | 57642 | 0.32539 | 16920.28 | 0 | 0 | 1 | 5000 | 16920.28 | 0 | 0 | 0 | 0 | 0 | 35721.72 | 0 | 0 | 0 | 0 | 0 | 35721.72
2022101024 | 2 | 0.53792 | 53792 | 0.3375 | 17550 | 0 | 0 | 1 | 5000 | 17550 | 0 | 0 | 0 | 0 | 0 | 31242 | 0 | 0 | 0 | 0 | 0 | 31242
2022101101 | 3 | 0.5026 | 50260 | 0.34033 | 17697.16 | 0 | 0 | 1 | 5000 | 17697.16 | 0 | 0 | 0 | 0 | 0 | 27562.84 | 0 | 0 | 0 | 0 | 0 | 27562.84
2022101102 | 3 | 0.48101 | 48101 | 0.32961 | 17139.72 | 0 | 0 | 1 | 5000 | 17139.72 | 0 | 0 | 0 | 0 | 0 | 25961.28 | 0 | 0 | 0 | 0 | 0 | 25961.28
2022101103 | 3 | 0.46299 | 46299 | 0.31612 | 16438.24 | 0 | 0 | 1 | 5000 | 16438.24 | 0 | 0 | 0 | 0 | 0 | 24860.76 | 0 | 0 | 0 | 0 | 0 | 24860.76
2022101104 | 3 | 0.45371 | 45371 | 0.3067 | 15948.4 | 0 | 0 | 1 | 5000 | 15948.4 | 0 | 0 | 0 | 0 | 0 | 24422.6 | 0 | 0 | 0 | 0 | 0 | 24422.6
2022101105 | 3 | 0.45386 | 45386 | 0.31334 | 16293.68 | 0 | 0 | 1 | 5000 | 16293.68 | 0 | 0 | 0 | 0 | 0 | 24092.32 | 0 | 0 | 0 | 0 | 0 | 24092.32
2022101106 | 3 | 0.47099 | 47099 | 0.3321 | 17269.2 | 0 | 0 | 1 | 5000 | 17269.2 | 0 | 0 | 0 | 0 | 0 | 24829.8 | 0 | 0 | 0 | 0 | 0 | 24829.8
2022101107 | 3 | 0.50168 | 50168 | 0.37631 | 19568.12 | 0 | 0 | 1 | 5000 | 19568.12 | 0 | 0 | 0 | 0 | 0 | 25599.88 | 0 | 0 | 0 | 0 | 0 | 25599.88
2022101108 | 3 | 0.51585 | 51585 | 0.3895 | 20254 | 0.00533 | 474.37 | 1 | 5000 | 20254 | 474.37 | 0 | 0 | 0 | 0 | 25856.63 | 0 | 0 | 0 | 0 | 0 | 25856.63
2022101109 | 3 | 0.52479 | 52479 | 0.36146 | 18795.92 | 0.17404 | 15489.56 | 1 | 5000 | 18795.92 | 15489.56 | 0 | 0 | 0 | 0 | 13193.52 | 0 | 0 | 0 | 0 | 0 | 13193.52
2022101110 | 3 | 0.54959 | 54959 | 0.3106 | 16151.2 | 0.46783 | 41636.87 | 1 | 5000 | 16151.2 | 33807.8 | 0 | 0 | 7829.07 | 7829.07 | 0 | 6654.7095 | 0 | 0 | 0 | 6654.7095 | 0
2022101111 | 3 | 0.57966 | 57966 | 0.36429 | 18943.08 | 0.59212 | 52698.68 | 1 | 5000 | 18943.08 | 34022.92 | 0 | 0 | 18675.76 | 18675.76 | 0 | 22529.1055 | 0 | 0 | 0 | 15874.396 | 0
2022101112 | 3 | 0.61385 | 61385 | 0.4179 | 21730.8 | 0.56205 | 50022.45 | 1 | 5000 | 21730.8 | 34654.2 | 0 | 0 | 15368.25 | 15368.25 | 0 | 35592.118 | 0 | 0 | 0 | 13063.0125 | 0
2022101113 | 3 | 0.64161 | 64161 | 0.42821 | 22266.92 | 0.54957 | 48911.73 | 1 | 5000 | 22266.92 | 36894.08 | 0 | 0 | 12017.65 | 12017.65 | 0 | 45807.1205 | 0 | 0 | 0 | 10215.0025 | 0
2022101114 | 3 | 0.6631 | 66310 | 0.43813 | 22782.76 | 0.53159 | 47311.51 | 1 | 5000 | 22782.76 | 38527.24 | 0 | 0 | 8784.27 | 8784.27 | 0 | 53273.75 | 0 | 0 | 0 | 7466.6295 | 0
2022101115 | 3 | 0.68082 | 68082 | 0.43559 | 22650.68 | 0.55015 | 48963.35 | 1 | 5000 | 22650.68 | 40431.32 | 0 | 0 | 8532.03 | 8532.03 | 0 | 60525.9755 | 0 | 0 | 0 | 7252.2255 | 0
2022101116 | 3 | 0.7002 | 70020 | 0.42538 | 22119.76 | 0.58473 | 52040.97 | 1 | 5000 | 22119.76 | 42900.24 | 0 | 0 | 9140.73 | 9140.73 | 0 | 68295.596 | 0 | 0 | 0 | 7769.6205 | 0
2022101117 | 3 | 0.71322 | 71322 | 0.42488 | 22093.76 | 0.57331 | 51024.59 | 1 | 5000 | 22093.76 | 44228.24 | 0 | 0 | 6796.35 | 6796.35 | 0 | 74072.4935 | 0 | 0 | 0 | 5776.8975 | 0
2022101118 | 3 | 0.71105 | 71105 | 0.42376 | 22035.52 | 0.49 | 43610 | 1 | 5000 | 22035.52 | 43610 | 0 | 0 | 0 | 0 | 459.48 | 73613.0135 | 459.48 | 0 | 0 | 0 | 0
2022101119 | 3 | 0.6919 | 69190 | 0.40647 | 21136.44 | 0.18278 | 16267.42 | 1 | 5000 | 21136.44 | 16267.42 | 0 | 0 | 0 | 0 | 26786.14 | 46826.8735 | 26786.14 | 0 | 0 | 0 | 0
2022101120 | 3 | 0.67974 | 67974 | 0.39332 | 20452.64 | 0.00283 | 251.87 | 1 | 5000 | 20452.64 | 251.87 | 0 | 0 | 0 | 0 | 42269.49 | 4557.3835 | 42269.49 | 0 | 0 | 0 | 0
2022101121 | 3 | 0.6665 | 66650 | 0.47885 | 24900.2 | 0 | 0 | 1 | 5000 | 24900.2 | 0 | 0 | 0 | 0 | 0 | 36749.8 | 0 | 4557.3835 | 0 | 0 | 0 | 32192.4165
2022101122 | 3 | 0.64239 | 64239 | 0.53983 | 28071.16 | 0 | 0 | 1 | 5000 | 28071.16 | 0 | 0 | 0 | 0 | 0 | 31167.84 | 0 | 0 | 0 | 0 | 0 | 31167.84
2022101123 | 3 | 0.6064 | 60640 | 0.56321 | 29286.92 | 0 | 0 | 1 | 5000 | 29286.92 | 0 | 0 | 0 | 0 | 0 | 26353.08 | 0 | 0 | 0 | 0 | 0 | 26353.08
2022101124 | 3 | 0.5647 | 56470 | 0.55387 | 28801.24 | 0 | 0 | 1 | 5000 | 28801.24 | 0 | 0 | 0 | 0 | 0 | 22668.76 | 0 | 0 | 0 | 0 | 0 | 22668.76
2022101201 | 4 | 0.53113 | 53113 | 0.53835 | 27994.2 | 0 | 0 | 1 | 5000 | 27994.2 | 0 | 0 | 0 | 0 | 0 | 20118.8 | 0 | 0 | 0 | 0 | 0 | 20118.8
2022101202 | 4 | 0.50974 | 50974 | 0.5178 | 26925.6 | 0 | 0 | 1 | 5000 | 26925.6 | 0 | 0 | 0 | 0 | 0 | 19048.4 | 0 | 0 | 0 | 0 | 0 | 19048.4
2022101203 | 4 | 0.49742 | 49742 | 0.49791 | 25891.32 | 0 | 0 | 1 | 5000 | 25891.32 | 0 | 0 | 0 | 0 | 0 | 18850.68 | 0 | 0 | 0 | 0 | 0 | 18850.68
2022101204 | 4 | 0.48947 | 48947 | 0.48758 | 25354.16 | 0 | 0 | 1 | 5000 | 25354.16 | 0 | 0 | 0 | 0 | 0 | 18592.84 | 0 | 0 | 0 | 0 | 0 | 18592.84
2022101205 | 4 | 0.49116 | 49116 | 0.4837 | 25152.4 | 0 | 0 | 1 | 5000 | 25152.4 | 0 | 0 | 0 | 0 | 0 | 18963.6 | 0 | 0 | 0 | 0 | 0 | 18963.6
2022101206 | 4 | 0.50864 | 50864 | 0.48382 | 25158.64 | 0 | 0 | 1 | 5000 | 25158.64 | 0 | 0 | 0 | 0 | 0 | 20705.36 | 0 | 0 | 0 | 0 | 0 | 20705.36
2022101207 | 4 | 0.5382 | 53820 | 0.47705 | 24806.6 | 0 | 0 | 1 | 5000 | 24806.6 | 0 | 0 | 0 | 0 | 0 | 24013.4 | 0 | 0 | 0 | 0 | 0 | 24013.4
2022101208 | 4 | 0.55477 | 55477 | 0.45449 | 23633.48 | 0.00438 | 389.82 | 1 | 5000 | 23633.48 | 389.82 | 0 | 0 | 0 | 0 | 26453.7 | 0 | 0 | 0 | 0 | 0 | 26453.7
2022101209 | 4 | 0.56485 | 56485 | 0.3927 | 20420.4 | 0.22252 | 19804.28 | 1 | 5000 | 20420.4 | 19804.28 | 0 | 0 | 0 | 0 | 11260.32 | 0 | 0 | 0 | 0 | 0 | 11260.32
2022101210 | 4 | 0.59706 | 59706 | 0.30811 | 16021.72 | 0.61354 | 54605.06 | 1 | 5000 | 16021.72 | 38684.28 | 0 | 0 | 15920.78 | 15920.78 | 0 | 13532.663 | 0 | 0 | 0 | 13532.663 | 0
2022101211 | 4 | 0.63454 | 63454 | 0.29676 | 15431.52 | 0.71873 | 63966.97 | 1 | 5000 | 15431.52 | 43022.48 | 0 | 0 | 20944.49 | 20944.49 | 0 | 31335.4795 | 0 | 0 | 0 | 17802.8165 | 0
2022101212 | 4 | 0.6757 | 67570 | 0.24942 | 12969.84 | 0.72842 | 64829.38 | 1 | 5000 | 12969.84 | 49600.16 | 0 | 0 | 15229.22 | 15229.22 | 0 | 44280.3165 | 0 | 0 | 0 | 12944.837 | 0
2022101213 | 4 | 0.71788 | 71788 | 0.20561 | 10691.72 | 0.73065 | 65027.85 | 1 | 5000 | 10691.72 | 56096.28 | 0 | 0 | 8931.57 | 8931.57 | 0 | 51872.151 | 0 | 0 | 0 | 7591.8345 | 0
2022101214 | 4 | 0.7612 | 76120 | 0.16682 | 8674.64 | 0.71301 | 63457.89 | 1 | 5000 | 8674.64 | 62445.36 | 0 | 0 | 1012.53 | 1012.53 | 0 | 52732.8015 | 0 | 0 | 0 | 860.6505 | 0
2022101215 | 4 | 0.79579 | 79579 | 0.15318 | 7965.36 | 0.70943 | 63139.27 | 1 | 5000 | 7965.36 | 63139.27 | 0 | 0 | 0 | 0 | 3474.37 | 49258.4315 | 3474.37 | 0 | 0 | 0 | 0
2022101216 | 4 | 0.81799 | 81799 | 0.15181 | 7894.12 | 0.71392 | 63538.88 | 1 | 5000 | 7894.12 | 63538.88 | 0 | 0 | 0 | 0 | 5366 | 43892.4315 | 5366 | 0 | 0 | 0 | 0
2022101217 | 4 | 0.82753 | 82753 | 0.148 | 7696 | 0.69397 | 61763.33 | 1 | 5000 | 7696 | 61763.33 | 0 | 0 | 0 | 0 | 8293.67 | 35598.7615 | 8293.67 | 0 | 0 | 0 | 0
2022101218 | 4 | 0.8166 | 81660 | 0.14621 | 7602.92 | 0.5727 | 50970.3 | 1 | 5000 | 7602.92 | 50970.3 | 0 | 0 | 0 | 0 | 18086.78 | 17511.9815 | 18086.78 | 0 | 0 | 0 | 0
2022101219 | 4 | 0.77575 | 77575 | 0.1357 | 7056.4 | 0.19555 | 17403.95 | 1 | 5000 | 7056.4 | 17403.95 | 0 | 0 | 0 | 0 | 48114.65 | 0 | 17511.9815 | 0 | 0 | 0 | 30602.6685
2022101220 | 4 | 0.74307 | 74307 | 0.14421 | 7498.92 | 0.00303 | 269.67 | 1 | 5000 | 7498.92 | 269.67 | 0 | 0 | 0 | 0 | 61538.41 | 0 | 0 | 0 | 0 | 0 | 61538.41
2022101221 | 4 | 0.72192 | 72192 | 0.19153 | 9959.56 | 0 | 0 | 1 | 5000 | 9959.56 | 0 | 0 | 0 | 0 | 0 | 57232.44 | 0 | 0 | 0 | 0 | 0 | 57232.44
2022101222 | 4 | 0.68631 | 68631 | 0.22235 | 11562.2 | 0 | 0 | 1 | 5000 | 11562.2 | 0 | 0 | 0 | 0 | 0 | 52068.8 | 0 | 0 | 0 | 0 | 0 | 52068.8
2022101223 | 4 | 0.63812 | 63812 | 0.2362 | 12282.4 | 0 | 0 | 1 | 5000 | 12282.4 | 0 | 0 | 0 | 0 | 0 | 46529.6 | 0 | 0 | 0 | 0 | 0 | 46529.6
2022101224 | 4 | 0.58766 | 58766 | 0.24487 | 12733.24 | 0 | 0 | 1 | 5000 | 12733.24 | 0 | 0 | 0 | 0 | 0 | 41032.76 | 0 | 0 | 0 | 0 | 0 | 41032.76
2022101301 | 5 | 0.54601 | 54601 | 0.23758 | 12354.16 | 0 | 0 | 1 | 5000 | 12354.16 | 0 | 0 | 0 | 0 | 0 | 37246.84 | 0 | 0 | 0 | 0 | 0 | 37246.84
2022101302 | 5 | 0.51854 | 51854 | 0.23793 | 12372.36 | 0 | 0 | 1 | 5000 | 12372.36 | 0 | 0 | 0 | 0 | 0 | 34481.64 | 0 | 0 | 0 | 0 | 0 | 34481.64
2022101303 | 5 | 0.49959 | 49959 | 0.23745 | 12347.4 | 0 | 0 | 1 | 5000 | 12347.4 | 0 | 0 | 0 | 0 | 0 | 32611.6 | 0 | 0 | 0 | 0 | 0 | 32611.6
2022101304 | 5 | 0.48848 | 48848 | 0.25243 | 13126.36 | 0 | 0 | 1 | 5000 | 13126.36 | 0 | 0 | 0 | 0 | 0 | 30721.64 | 0 | 0 | 0 | 0 | 0 | 30721.64
2022101305 | 5 | 0.48532 | 48532 | 0.2512 | 13062.4 | 0 | 0 | 1 | 5000 | 13062.4 | 0 | 0 | 0 | 0 | 0 | 30469.6 | 0 | 0 | 0 | 0 | 0 | 30469.6
2022101306 | 5 | 0.49973 | 49973 | 0.24876 | 12935.52 | 0 | 0 | 1 | 5000 | 12935.52 | 0 | 0 | 0 | 0 | 0 | 32037.48 | 0 | 0 | 0 | 0 | 0 | 32037.48
2022101307 | 5 | 0.52797 | 52797 | 0.2443 | 12703.6 | 0 | 0 | 1 | 5000 | 12703.6 | 0 | 0 | 0 | 0 | 0 | 35093.4 | 0 | 0 | 0 | 0 | 0 | 35093.4
2022101308 | 5 | 0.53722 | 53722 | 0.2315 | 12038 | 0.00432 | 384.48 | 1 | 5000 | 12038 | 384.48 | 0 | 0 | 0 | 0 | 36299.52 | 0 | 0 | 0 | 0 | 0 | 36299.52
2022101309 | 5 | 0.54074 | 54074 | 0.19602 | 10193.04 | 0.21099 | 18778.11 | 1 | 5000 | 10193.04 | 18778.11 | 0 | 0 | 0 | 0 | 20102.85 | 0 | 0 | 0 | 0 | 0 | 20102.85
2022101310 | 5 | 0.55917 | 55917 | 0.12775 | 6643 | 0.59812 | 53232.68 | 1 | 5000 | 6643 | 44274 | 0 | 0 | 8958.68 | 8958.68 | 0 | 7614.878 | 0 | 0 | 0 | 7614.878 | 0
2022101311 | 5 | 0.58126 | 58126 | 0.11043 | 5742.36 | 0.67826 | 60365.14 | 1 | 5000 | 5742.36 | 47383.64 | 0 | 0 | 12981.5 | 12981.5 | 0 | 18649.153 | 0 | 0 | 0 | 11034.275 | 0
2022101312 | 5 | 0.61079 | 61079 | 0.09392 | 4883.84 | 0.67115 | 59732.35 | 1 | 5000 | 4883.84 | 51195.16 | 0 | 0 | 8537.19 | 8537.19 | 0 | 25905.7645 | 0 | 0 | 0 | 7256.6115 | 0
2022101313 | 5 | 0.64087 | 64087 | 0.06928 | 3602.56 | 0.70016 | 62314.24 | 1 | 5000 | 3602.56 | 55484.44 | 0 | 0 | 6829.8 | 6829.8 | 0 | 31711.0945 | 0 | 0 | 0 | 5805.33 | 0
2022101314 | 5 | 0.67389 | 67389 | 0.05312 | 2762.24 | 0.70551 | 62790.39 | 1 | 5000 | 2762.24 | 59626.76 | 0 | 0 | 3163.63 | 3163.63 | 0 | 34400.18 | 0 | 0 | 0 | 2689.0855 | 0
2022101315 | 5 | 0.70251 | 70251 | 0.04381 | 2278.12 | 0.69479 | 61836.31 | 1 | 5000 | 2278.12 | 61836.31 | 0 | 0 | 0 | 0 | 1136.57 | 33263.61 | 1136.57 | 0 | 0 | 0 | 0
2022101316 | 5 | 0.72453 | 72453 | 0.07042 | 3661.84 | 0.6713 | 59745.7 | 1 | 5000 | 3661.84 | 59745.7 | 0 | 0 | 0 | 0 | 4045.46 | 29218.15 | 4045.46 | 0 | 0 | 0 | 0
2022101317 | 5 | 0.73418 | 73418 | 0.08468 | 4403.36 | 0.61632 | 54852.48 | 1 | 5000 | 4403.36 | 54852.48 | 0 | 0 | 0 | 0 | 9162.16 | 20055.99 | 9162.16 | 0 | 0 | 0 | 0
2022101318 | 5 | 0.7232 | 72320 | 0.07308 | 3800.16 | 0.48234 | 42928.26 | 1 | 5000 | 3800.16 | 42928.26 | 0 | 0 | 0 | 0 | 20591.58 | 0 | 20055.99 | 0 | 0 | 0 | 535.59
2022101319 | 5 | 0.68574 | 68574 | 0.06207 | 3227.64 | 0.14543 | 12943.27 | 1 | 5000 | 3227.64 | 12943.27 | 0 | 0 | 0 | 0 | 47403.09 | 0 | 0 | 0 | 0 | 0 | 47403.09
2022101320 | 5 | 0.66524 | 66524 | 0.0816 | 4243.2 | 0.00157 | 139.73 | 1 | 5000 | 4243.2 | 139.73 | 0 | 0 | 0 | 0 | 57141.07 | 0 | 0 | 0 | 0 | 0 | 57141.07
2022101321 | 5 | 0.64375 | 64375 | 0.1222 | 6354.4 | 0.00018 | 16.02 | 1 | 5000 | 6354.4 | 16.02 | 0 | 0 | 0 | 0 | 53004.58 | 0 | 0 | 0 | 0 | 0 | 53004.58
2022101322 | 5 | 0.60991 | 60991 | 0.13989 | 7274.28 | 0.00018 | 16.02 | 1 | 5000 | 7274.28 | 16.02 | 0 | 0 | 0 | 0 | 48700.7 | 0 | 0 | 0 | 0 | 0 | 48700.7
2022101323 | 5 | 0.56833 | 56833 | 0.15359 | 7986.68 | 0.00018 | 16.02 | 1 | 5000 | 7986.68 | 16.02 | 0 | 0 | 0 | 0 | 43830.3 | 0 | 0 | 0 | 0 | 0 | 43830.3
2022101324 | 5 | 0.52719 | 52719 | 0.16339 | 8496.28 | 0.00018 | 16.02 | 1 | 5000 | 8496.28 | 16.02 | 0 | 0 | 0 | 0 | 39206.7 | 0 | 0 | 0 | 0 | 0 | 39206.7
2022101401 | 6 | 0.49331 | 49331 | 0.17175 | 8931 | 0.00018 | 16.02 | 1 | 5000 | 8931 | 16.02 | 0 | 0 | 0 | 0 | 35383.98 | 0 | 0 | 0 | 0 | 0 | 35383.98
2022101402 | 6 | 0.46941 | 46941 | 0.17978 | 9348.56 | 0.00018 | 16.02 | 1 | 5000 | 9348.56 | 16.02 | 0 | 0 | 0 | 0 | 32576.42 | 0 | 0 | 0 | 0 | 0 | 32576.42
2022101403 | 6 | 0.45602 | 45602 | 0.18571 | 9656.92 | 0.00018 | 16.02 | 1 | 5000 | 9656.92 | 16.02 | 0 | 0 | 0 | 0 | 30929.06 | 0 | 0 | 0 | 0 | 0 | 30929.06
2022101404 | 6 | 0.44803 | 44803 | 0.185 | 9620 | 0.00018 | 16.02 | 1 | 5000 | 9620 | 16.02 | 0 | 0 | 0 | 0 | 30166.98 | 0 | 0 | 0 | 0 | 0 | 30166.98
2022101405 | 6 | 0.45086 | 45086 | 0.19352 | 10063.04 | 0.00018 | 16.02 | 1 | 5000 | 10063.04 | 16.02 | 0 | 0 | 0 | 0 | 30006.94 | 0 | 0 | 0 | 0 | 0 | 30006.94
2022101406 | 6 | 0.46342 | 46342 | 0.20354 | 10584.08 | 0.00018 | 16.02 | 1 | 5000 | 10584.08 | 16.02 | 0 | 0 | 0 | 0 | 30741.9 | 0 | 0 | 0 | 0 | 0 | 30741.9
2022101407 | 6 | 0.49124 | 49124 | 0.21023 | 10931.96 | 0.00018 | 16.02 | 1 | 5000 | 10931.96 | 16.02 | 0 | 0 | 0 | 0 | 33176.02 | 0 | 0 | 0 | 0 | 0 | 33176.02
2022101408 | 6 | 0.50541 | 50541 | 0.23075 | 11999 | 0.00531 | 472.59 | 1 | 5000 | 11999 | 472.59 | 0 | 0 | 0 | 0 | 33069.41 | 0 | 0 | 0 | 0 | 0 | 33069.41
2022101409 | 6 | 0.51395 | 51395 | 0.26211 | 13629.72 | 0.22046 | 19620.94 | 1 | 5000 | 13629.72 | 19620.94 | 0 | 0 | 0 | 0 | 13144.34 | 0 | 0 | 0 | 0 | 0 | 13144.34
2022101410 | 6 | 0.53846 | 53846 | 0.21572 | 11217.44 | 0.62888 | 55970.32 | 1 | 5000 | 11217.44 | 37628.56 | 0 | 0 | 18341.76 | 18341.76 | 0 | 15590.496 | 0 | 0 | 0 | 15590.496 | 0
2022101411 | 6 | 0.56598 | 56598 | 0.22362 | 11628.24 | 0.7478 | 66554.2 | 1 | 5000 | 11628.24 | 39969.76 | 0 | 0 | 26584.44 | 26584.44 | 0 | 38187.27 | 0 | 0 | 0 | 22596.774 | 0
2022101412 | 6 | 0.59578 | 59578 | 0.28738 | 14943.76 | 0.75198 | 66926.22 | 1 | 5000 | 14943.76 | 39634.24 | 0 | 0 | 27291.98 | 27291.98 | 0 | 61385.453 | 0 | 0 | 0 | 23198.183 | 0
2022101413 | 6 | 0.62607 | 62607 | 0.30047 | 15624.44 | 0.741 | 65949 | 1 | 5000 | 15624.44 | 41982.56 | 0 | 0 | 23966.44 | 23966.44 | 0 | 81756.927 | 0 | 0 | 0 | 20371.474 | 0
2022101414 | 6 | 0.65761 | 65761 | 0.30022 | 15611.44 | 0.73371 | 65300.19 | 1 | 5000 | 15611.44 | 45149.56 | 0 | 0 | 20150.63 | 20150.63 | 0 | 98884.9625 | 0 | 0 | 0 | 17128.0355 | 0
2022101415 | 6 | 0.68932 | 68932 | 0.28475 | 14807 | 0.71538 | 63668.82 | 1 | 5000 | 14807 | 49125 | 0 | 0 | 14543.82 | 14543.82 | 0 | 111247.2095 | 0 | 0 | 0 | 12362.247 | 0
2022101416 | 6 | 0.71352 | 71352 | 0.2915 | 15158 | 0.68063 | 60576.07 | 1 | 5000 | 15158 | 51194 | 0 | 0 | 9382.07 | 9382.07 | 0 | 119221.969 | 0 | 0 | 0 | 7974.7595 | 0
2022101417 | 6 | 0.72823 | 72823 | 0.32429 | 16863.08 | 0.59116 | 52613.24 | 1 | 5000 | 16863.08 | 50959.92 | 0 | 0 | 1653.32 | 1653.32 | 0 | 120627.291 | 0 | 0 | 0 | 1405.322 | 0
2022101418 | 6 | 0.72061 | 72061 | 0.35507 | 18463.64 | 0.35463 | 31562.07 | 1 | 5000 | 18463.64 | 31562.07 | 0 | 0 | 0 | 0 | 17035.29 | 103592.001 | 17035.29 | 0 | 0 | 0 | 0
2022101419 | 6 | 0.6857 | 68570 | 0.30964 | 16101.28 | 0.06973 | 6205.97 | 1 | 5000 | 16101.28 | 6205.97 | 0 | 0 | 0 | 0 | 41262.75 | 62329.251 | 41262.75 | 0 | 0 | 0 | 0
2022101420 | 6 | 0.66334 | 66334 | 0.31791 | 16531.32 | 0.00037 | 32.93 | 1 | 5000 | 16531.32 | 32.93 | 0 | 0 | 0 | 0 | 44769.75 | 17559.501 | 44769.75 | 0 | 0 | 0 | 0
2022101421 | 6 | 0.64002 | 64002 | 0.39004 | 20282.08 | 0 | 0 | 1 | 5000 | 20282.08 | 0 | 0 | 0 | 0 | 0 | 38719.92 | 0 | 17559.501 | 0 | 0 | 0 | 21160.419
2022101422 | 6 | 0.61687 | 61687 | 0.44272 | 23021.44 | 0 | 0 | 1 | 5000 | 23021.44 | 0 | 0 | 0 | 0 | 0 | 33665.56 | 0 | 0 | 0 | 0 | 0 | 33665.56
2022101423 | 6 | 0.59039 | 59039 | 0.47644 | 24774.88 | 0 | 0 | 1 | 5000 | 24774.88 | 0 | 0 | 0 | 0 | 0 | 29264.12 | 0 | 0 | 0 | 0 | 0 | 29264.12
2022101424 | 6 | 0.56057 | 56057 | 0.50964 | 26501.28 | 0 | 0 | 1 | 5000 | 26501.28 | 0 | 0 | 0 | 0 | 0 | 24555.72 | 0 | 0 | 0 | 0 | 0 | 24555.72
2022101501 | 7 | 0.53426 | 53426 | 0.54064 | 28113.28 | 0 | 0 | 1 | 5000 | 28113.28 | 0 | 0 | 0 | 0 | 0 | 20312.72 | 0 | 0 | 0 | 0 | 0 | 20312.72
2022101502 | 7 | 0.5122 | 51220 | 0.54181 | 28174.12 | 0 | 0 | 1 | 5000 | 28174.12 | 0 | 0 | 0 | 0 | 0 | 18045.88 | 0 | 0 | 0 | 0 | 0 | 18045.88
2022101503 | 7 | 0.498 | 49800 | 0.53334 | 27733.68 | 0 | 0 | 1 | 5000 | 27733.68 | 0 | 0 | 0 | 0 | 0 | 17066.32 | 0 | 0 | 0 | 0 | 0 | 17066.32
2022101504 | 7 | 0.48834 | 48834 | 0.51028 | 26534.56 | 0 | 0 | 1 | 5000 | 26534.56 | 0 | 0 | 0 | 0 | 0 | 17299.44 | 0 | 0 | 0 | 0 | 0 | 17299.44
2022101505 | 7 | 0.48254 | 48254 | 0.50478 | 26248.56 | 0 | 0 | 1 | 5000 | 26248.56 | 0 | 0 | 0 | 0 | 0 | 17005.44 | 0 | 0 | 0 | 0 | 0 | 17005.44
2022101506 | 7 | 0.48451 | 48451 | 0.48572 | 25257.44 | 0 | 0 | 1 | 5000 | 25257.44 | 0 | 0 | 0 | 0 | 0 | 18193.56 | 0 | 0 | 0 | 0 | 0 | 18193.56
2022101507 | 7 | 0.49356 | 49356 | 0.45725 | 23777 | 0 | 0 | 1 | 5000 | 23777 | 0 | 0 | 0 | 0 | 0 | 20579 | 0 | 0 | 0 | 0 | 0 | 20579
2022101508 | 7 | 0.50374 | 50374 | 0.43385 | 22560.2 | 0.00434 | 386.26 | 1 | 5000 | 22560.2 | 386.26 | 0 | 0 | 0 | 0 | 22427.54 | 0 | 0 | 0 | 0 | 0 | 22427.54
2022101509 | 7 | 0.52474 | 52474 | 0.39149 | 20357.48 | 0.14621 | 13012.69 | 1 | 5000 | 20357.48 | 13012.69 | 0 | 0 | 0 | 0 | 14103.83 | 0 | 0 | 0 | 0 | 0 | 14103.83
2022101510 | 7 | 0.56158 | 56158 | 0.34854 | 18124.08 | 0.42722 | 38022.58 | 1 | 5000 | 18124.08 | 33033.92 | 0 | 0 | 4988.66 | 4988.66 | 0 | 4240.361 | 0 | 0 | 0 | 4240.361 | 0
2022101511 | 7 | 0.60708 | 60708 | 0.38106 | 19815.12 | 0.59616 | 53058.24 | 1 | 5000 | 19815.12 | 35892.88 | 0 | 0 | 17165.36 | 17165.36 | 0 | 18830.917 | 0 | 0 | 0 | 14590.556 | 0
2022101512 | 7 | 0.65064 | 65064 | 0.38622 | 20083.44 | 0.6761 | 60172.9 | 1 | 5000 | 20083.44 | 39980.56 | 0 | 0 | 20192.34 | 20192.34 | 0 | 35994.406 | 0 | 0 | 0 | 17163.489 | 0
2022101513 | 7 | 0.68788 | 68788 | 0.33568 | 17455.36 | 0.67836 | 60374.04 | 1 | 5000 | 17455.36 | 46332.64 | 0 | 0 | 14041.4 | 14041.4 | 0 | 47929.596 | 0 | 0 | 0 | 11935.19 | 0
2022101514 | 7 | 0.71969 | 71969 | 0.29533 | 15357.16 | 0.67895 | 60426.55 | 1 | 5000 | 15357.16 | 51611.84 | 0 | 0 | 8814.71 | 8814.71 | 0 | 55422.0995 | 0 | 0 | 0 | 7492.5035 | 0
2022101515 | 7 | 0.74889 | 74889 | 0.27952 | 14535.04 | 0.68606 | 61059.34 | 1 | 5000 | 14535.04 | 55353.96 | 0 | 0 | 5705.38 | 5705.38 | 0 | 60271.6725 | 0 | 0 | 0 | 4849.573 | 0
2022101516 | 7 | 0.76914 | 76914 | 0.27725 | 14417 | 0.67702 | 60254.78 | 1 | 5000 | 14417 | 57497 | 0 | 0 | 2757.78 | 2757.78 | 0 | 62615.7855 | 0 | 0 | 0 | 2344.113 | 0
2022101517 | 7 | 0.77665 | 77665 | 0.29302 | 15237.04 | 0.63801 | 56782.89 | 1 | 5000 | 15237.04 | 56782.89 | 0 | 0 | 0 | 0 | 645.07 | 61970.7155 | 645.07 | 0 | 0 | 0 | 0
2022101518 | 7 | 0.76688 | 76688 | 0.30006 | 15603.12 | 0.4929 | 43868.1 | 1 | 5000 | 15603.12 | 43868.1 | 0 | 0 | 0 | 0 | 12216.78 | 49753.9355 | 12216.78 | 0 | 0 | 0 | 0
2022101519 | 7 | 0.7257 | 72570 | 0.29151 | 15158.52 | 0.11004 | 9793.56 | 1 | 5000 | 15158.52 | 9793.56 | 0 | 0 | 0 | 0 | 42617.92 | 7136.0155 | 42617.92 | 0 | 0 | 0 | 0
2022101520 | 7 | 0.70079 | 70079 | 0.31471 | 16364.92 | 0.00585 | 520.65 | 1 | 5000 | 16364.92 | 520.65 | 0 | 0 | 0 | 0 | 48193.43 | 0 | 7136.0155 | 0 | 0 | 0 | 41057.4145
2022101521 | 7 | 0.6801 | 68010 | 0.42537 | 22119.24 | 0.00095 | 84.55 | 1 | 5000 | 22119.24 | 84.55 | 0 | 0 | 0 | 0 | 40806.21 | 0 | 0 | 0 | 0 | 0 | 40806.21
2022101522 | 7 | 0.65487 | 65487 | 0.52372 | 27233.44 | 0 | 0 | 1 | 5000 | 27233.44 | 0 | 0 | 0 | 0 | 0 | 33253.56 | 0 | 0 | 0 | 0 | 0 | 33253.56
2022101523 | 7 | 0.62383 | 62383 | 0.54932 | 28564.64 | 0 | 0 | 1 | 5000 | 28564.64 | 0 | 0 | 0 | 0 | 0 | 28818.36 | 0 | 0 | 0 | 0 | 0 | 28818.36
2022101524 | 7 | 0.59016 | 59016 | 0.55945 | 29091.4 | 0 | 0 | 1 | 5000 | 29091.4 | 0 | 0 | 0 | 0 | 0 | 24924.6 | 0 | 0 | 0 | 0 | 0 | 24924.6
2022101601 | 1 | 0.55899 | 55899 | 0.53136 | 27630.72 | 0 | 0 | 1 | 5000 | 27630.72 | 0 | 0 | 0 | 0 | 0 | 23268.28 | 0 | 0 | 0 | 0 | 0 | 23268.28
2022101602 | 1 | 0.53387 | 53387 | 0.50542 | 26281.84 | 0 | 0 | 1 | 5000 | 26281.84 | 0 | 0 | 0 | 0 | 0 | 22105.16 | 0 | 0 | 0 | 0 | 0 | 22105.16
2022101603 | 1 | 0.51187 | 51187 | 0.42094 | 21888.88 | 0 | 0 | 1 | 5000 | 21888.88 | 0 | 0 | 0 | 0 | 0 | 24298.12 | 0 | 0 | 0 | 0 | 0 | 24298.12
2022101604 | 1 | 0.49685 | 49685 | 0.34259 | 17814.68 | 0 | 0 | 1 | 5000 | 17814.68 | 0 | 0 | 0 | 0 | 0 | 26870.32 | 0 | 0 | 0 | 0 | 0 | 26870.32
2022101605 | 1 | 0.48976 | 48976 | 0.30809 | 16020.68 | 0 | 0 | 1 | 5000 | 16020.68 | 0 | 0 | 0 | 0 | 0 | 27955.32 | 0 | 0 | 0 | 0 | 0 | 27955.32
2022101606 | 1 | 0.48692 | 48692 | 0.27811 | 14461.72 | 0 | 0 | 1 | 5000 | 14461.72 | 0 | 0 | 0 | 0 | 0 | 29230.28 | 0 | 0 | 0 | 0 | 0 | 29230.28
2022101607 | 1 | 0.48605 | 48605 | 0.27555 | 14328.6 | 0 | 0 | 1 | 5000 | 14328.6 | 0 | 0 | 0 | 0 | 0 | 29276.4 | 0 | 0 | 0 | 0 | 0 | 29276.4
2022101608 | 1 | 0.48948 | 48948 | 0.27965 | 14541.8 | 0.00241 | 214.49 | 1 | 5000 | 14541.8 | 214.49 | 0 | 0 | 0 | 0 | 29191.71 | 0 | 0 | 0 | 0 | 0 | 29191.71
2022101609 | 1 | 0.50375 | 50375 | 0.25828 | 13430.56 | 0.07351 | 6542.39 | 1 | 5000 | 13430.56 | 6542.39 | 0 | 0 | 0 | 0 | 25402.05 | 0 | 0 | 0 | 0 | 0 | 25402.05
2022101610 | 1 | 0.53804 | 53804 | 0.23408 | 12172.16 | 0.1906 | 16963.4 | 1 | 5000 | 12172.16 | 16963.4 | 0 | 0 | 0 | 0 | 19668.44 | 0 | 0 | 0 | 0 | 0 | 19668.44
2022101611 | 1 | 0.56913 | 56913 | 0.22193 | 11540.36 | 0.23559 | 20967.51 | 1 | 5000 | 11540.36 | 20967.51 | 0 | 0 | 0 | 0 | 19405.13 | 0 | 0 | 0 | 0 | 0 | 19405.13
2022101612 | 1 | 0.59506 | 59506 | 0.19837 | 10315.24 | 0.26138 | 23262.82 | 1 | 5000 | 10315.24 | 23262.82 | 0 | 0 | 0 | 0 | 20927.94 | 0 | 0 | 0 | 0 | 0 | 20927.94
2022101613 | 1 | 0.62577 | 62577 | 0.21938 | 11407.76 | 0.30987 | 27578.43 | 1 | 5000 | 11407.76 | 27578.43 | 0 | 0 | 0 | 0 | 18590.81 | 0 | 0 | 0 | 0 | 0 | 18590.81
2022101614 | 1 | 0.65439 | 65439 | 0.2693 | 14003.6 | 0.32669 | 29075.41 | 1 | 5000 | 14003.6 | 29075.41 | 0 | 0 | 0 | 0 | 17359.99 | 0 | 0 | 0 | 0 | 0 | 17359.99
2022101615 | 1 | 0.67302 | 67302 | 0.32158 | 16722.16 | 0.29406 | 26171.34 | 1 | 5000 | 16722.16 | 26171.34 | 0 | 0 | 0 | 0 | 19408.5 | 0 | 0 | 0 | 0 | 0 | 19408.5
2022101616 | 1 | 0.68578 | 68578 | 0.38696 | 20121.92 | 0.27024 | 24051.36 | 1 | 5000 | 20121.92 | 24051.36 | 0 | 0 | 0 | 0 | 19404.72 | 0 | 0 | 0 | 0 | 0 | 19404.72
2022101617 | 1 | 0.69403 | 69403 | 0.45178 | 23492.56 | 0.18732 | 16671.48 | 1 | 5000 | 23492.56 | 16671.48 | 0 | 0 | 0 | 0 | 24238.96 | 0 | 0 | 0 | 0 | 0 | 24238.96
2022101618 | 1 | 0.68936 | 68936 | 0.4472 | 23254.4 | 0.10555 | 9393.95 | 1 | 5000 | 23254.4 | 9393.95 | 0 | 0 | 0 | 0 | 31287.65 | 0 | 0 | 0 | 0 | 0 | 31287.65
2022101619 | 1 | 0.67392 | 67392 | 0.42687 | 22197.24 | 0.03006 | 2675.34 | 1 | 5000 | 22197.24 | 2675.34 | 0 | 0 | 0 | 0 | 37519.42 | 0 | 0 | 0 | 0 | 0 | 37519.42
2022101620 | 1 | 0.66641 | 66641 | 0.42101 | 21892.52 | 0.01271 | 1131.19 | 1 | 5000 | 21892.52 | 1131.19 | 0 | 0 | 0 | 0 | 38617.29 | 0 | 0 | 0 | 0 | 0 | 38617.29
2022101621 | 1 | 0.64642 | 64642 | 0.40681 | 21154.12 | 0.00601 | 534.89 | 1 | 5000 | 21154.12 | 534.89 | 0 | 0 | 0 | 0 | 37952.99 | 0 | 0 | 0 | 0 | 0 | 37952.99
2022101622 | 1 | 0.6179 | 61790 | 0.38146 | 19835.92 | 0 | 0 | 1 | 5000 | 19835.92 | 0 | 0 | 0 | 0 | 0 | 36954.08 | 0 | 0 | 0 | 0 | 0 | 36954.08
2022101623 | 1 | 0.58354 | 58354 | 0.37294 | 19392.88 | 0 | 0 | 1 | 5000 | 19392.88 | 0 | 0 | 0 | 0 | 0 | 33961.12 | 0 | 0 | 0 | 0 | 0 | 33961.12
2022101624 | 1 | 0.54507 | 54507 | 0.37026 | 19253.52 | 0 | 0 | 1 | 5000 | 19253.52 | 0 | 0 | 0 | 0 | 0 | 30253.48 | 0 | 0 | 0 | 0 | 0 | 30253.48
2022101701 | 2 | 0.51083 | 51083 | 0.35013 | 18206.76 | 0 | 0 | 1 | 5000 | 18206.76 | 0 | 0 | 0 | 0 | 0 | 27876.24 | 0 | 0 | 0 | 0 | 0 | 27876.24
2022101702 | 2 | 0.48845 | 48845 | 0.31788 | 16529.76 | 0 | 0 | 1 | 5000 | 16529.76 | 0 | 0 | 0 | 0 | 0 | 27315.24 | 0 | 0 | 0 | 0 | 0 | 27315.24
2022101703 | 2 | 0.47491 | 47491 | 0.29646 | 15415.92 | 0 | 0 | 1 | 5000 | 15415.92 | 0 | 0 | 0 | 0 | 0 | 27075.08 | 0 | 0 | 0 | 0 | 0 | 27075.08
2022101704 | 2 | 0.46854 | 46854 | 0.28982 | 15070.64 | 0 | 0 | 1 | 5000 | 15070.64 | 0 | 0 | 0 | 0 | 0 | 26783.36 | 0 | 0 | 0 | 0 | 0 | 26783.36
2022101705 | 2 | 0.47108 | 47108 | 0.32378 | 16836.56 | 0 | 0 | 1 | 5000 | 16836.56 | 0 | 0 | 0 | 0 | 0 | 25271.44 | 0 | 0 | 0 | 0 | 0 | 25271.44
2022101706 | 2 | 0.48496 | 48496 | 0.32608 | 16956.16 | 0 | 0 | 1 | 5000 | 16956.16 | 0 | 0 | 0 | 0 | 0 | 26539.84 | 0 | 0 | 0 | 0 | 0 | 26539.84
2022101707 | 2 | 0.51035 | 51035 | 0.30619 | 15921.88 | 0 | 0 | 1 | 5000 | 15921.88 | 0 | 0 | 0 | 0 | 0 | 30113.12 | 0 | 0 | 0 | 0 | 0 | 30113.12
2022101708 | 2 | 0.52478 | 52478 | 0.2907 | 15116.4 | 0.00137 | 121.93 | 1 | 5000 | 15116.4 | 121.93 | 0 | 0 | 0 | 0 | 32239.67 | 0 | 0 | 0 | 0 | 0 | 32239.67
2022101709 | 2 | 0.52705 | 52705 | 0.27764 | 14437.28 | 0.05295 | 4712.55 | 1 | 5000 | 14437.28 | 4712.55 | 0 | 0 | 0 | 0 | 28555.17 | 0 | 0 | 0 | 0 | 0 | 28555.17
2022101710 | 2 | 0.53874 | 53874 | 0.25812 | 13422.24 | 0.13616 | 12118.24 | 1 | 5000 | 13422.24 | 12118.24 | 0 | 0 | 0 | 0 | 23333.52 | 0 | 0 | 0 | 0 | 0 | 23333.52
2022101711 | 2 | 0.54574 | 54574 | 0.27068 | 14075.36 | 0.21437 | 19078.93 | 1 | 5000 | 14075.36 | 19078.93 | 0 | 0 | 0 | 0 | 16419.71 | 0 | 0 | 0 | 0 | 0 | 16419.71
2022101712 | 2 | 0.54971 | 54971 | 0.2796 | 14539.2 | 0.26078 | 23209.42 | 1 | 5000 | 14539.2 | 23209.42 | 0 | 0 | 0 | 0 | 12222.38 | 0 | 0 | 0 | 0 | 0 | 12222.38
2022101713 | 2 | 0.55083 | 55083 | 0.28385 | 14760.2 | 0.30586 | 27221.54 | 1 | 5000 | 14760.2 | 27221.54 | 0 | 0 | 0 | 0 | 8101.26 | 0 | 0 | 0 | 0 | 0 | 8101.26
2022101714 | 2 | 0.55386 | 55386 | 0.28888 | 15021.76 | 0.33411 | 29735.79 | 1 | 5000 | 15021.76 | 29735.79 | 0 | 0 | 0 | 0 | 5628.45 | 0 | 0 | 0 | 0 | 0 | 5628.45
2022101715 | 2 | 0.55282 | 55282 | 0.28627 | 14886.04 | 0.3348 | 29797.2 | 1 | 5000 | 14886.04 | 29797.2 | 0 | 0 | 0 | 0 | 5598.76 | 0 | 0 | 0 | 0 | 0 | 5598.76
2022101716 | 2 | 0.5527 | 55270 | 0.2995 | 15574 | 0.35208 | 31335.12 | 1 | 5000 | 15574 | 31335.12 | 0 | 0 | 0 | 0 | 3360.88 | 0 | 0 | 0 | 0 | 0 | 3360.88
2022101717 | 2 | 0.55829 | 55829 | 0.30579 | 15901.08 | 0.32966 | 29339.74 | 1 | 5000 | 15901.08 | 29339.74 | 0 | 0 | 0 | 0 | 5588.18 | 0 | 0 | 0 | 0 | 0 | 5588.18
2022101718 | 2 | 0.55778 | 55778 | 0.2994 | 15568.8 | 0.23842 | 21219.38 | 1 | 5000 | 15568.8 | 21219.38 | 0 | 0 | 0 | 0 | 13989.82 | 0 | 0 | 0 | 0 | 0 | 13989.82
2022101719 | 2 | 0.55363 | 55363 | 0.26183 | 13615.16 | 0.04819 | 4288.91 | 1 | 5000 | 13615.16 | 4288.91 | 0 | 0 | 0 | 0 | 32458.93 | 0 | 0 | 0 | 0 | 0 | 32458.93
2022101720 | 2 | 0.55979 | 55979 | 0.24308 | 12640.16 | 8e-05 | 7.12 | 1 | 5000 | 12640.16 | 7.12 | 0 | 0 | 0 | 0 | 38331.72 | 0 | 0 | 0 | 0 | 0 | 38331.72
2022101721 | 2 | 0.54999 | 54999 | 0.25587 | 13305.24 | 0 | 0 | 1 | 5000 | 13305.24 | 0 | 0 | 0 | 0 | 0 | 36693.76 | 0 | 0 | 0 | 0 | 0 | 36693.76
2022101722 | 2 | 0.52695 | 52695 | 0.261 | 13572 | 0 | 0 | 1 | 5000 | 13572 | 0 | 0 | 0 | 0 | 0 | 34123 | 0 | 0 | 0 | 0 | 0 | 34123
2022101723 | 2 | 0.49304 | 49304 | 0.25588 | 13305.76 | 0 | 0 | 1 | 5000 | 13305.76 | 0 | 0 | 0 | 0 | 0 | 30998.24 | 0 | 0 | 0 | 0 | 0 | 30998.24
2022101724 | 2 | 0.4604 | 46040 | 0.24152 | 12559.04 | 0 | 0 | 1 | 5000 | 12559.04 | 0 | 0 | 0 | 0 | 0 | 28480.96 | 0 | 0 | 0 | 0 | 0 | 28480.96
2022101801 | 3 | 0.43847 | 43847 | 0.2315 | 12038 | 0 | 0 | 1 | 5000 | 12038 | 0 | 0 | 0 | 0 | 0 | 26809 | 0 | 0 | 0 | 0 | 0 | 26809
2022101802 | 3 | 0.42605 | 42605 | 0.21654 | 11260.08 | 0 | 0 | 1 | 5000 | 11260.08 | 0 | 0 | 0 | 0 | 0 | 26344.92 | 0 | 0 | 0 | 0 | 0 | 26344.92
2022101803 | 3 | 0.41684 | 41684 | 0.20636 | 10730.72 | 0 | 0 | 1 | 5000 | 10730.72 | 0 | 0 | 0 | 0 | 0 | 25953.28 | 0 | 0 | 0 | 0 | 0 | 25953.28
2022101804 | 3 | 0.41239 | 41239 | 0.19448 | 10112.96 | 0 | 0 | 1 | 5000 | 10112.96 | 0 | 0 | 0 | 0 | 0 | 26126.04 | 0 | 0 | 0 | 0 | 0 | 26126.04
2022101805 | 3 | 0.41819 | 41819 | 0.17263 | 8976.76 | 0 | 0 | 1 | 5000 | 8976.76 | 0 | 0 | 0 | 0 | 0 | 27842.24 | 0 | 0 | 0 | 0 | 0 | 27842.24
2022101806 | 3 | 0.43687 | 43687 | 0.16325 | 8489 | 0 | 0 | 1 | 5000 | 8489 | 0 | 0 | 0 | 0 | 0 | 30198 | 0 | 0 | 0 | 0 | 0 | 30198
2022101807 | 3 | 0.47338 | 47338 | 0.16731 | 8700.12 | 0 | 0 | 1 | 5000 | 8700.12 | 0 | 0 | 0 | 0 | 0 | 33637.88 | 0 | 0 | 0 | 0 | 0 | 33637.88
2022101808 | 3 | 0.49217 | 49217 | 0.1729 | 8990.8 | 0.0032 | 284.8 | 1 | 5000 | 8990.8 | 284.8 | 0 | 0 | 0 | 0 | 34941.4 | 0 | 0 | 0 | 0 | 0 | 34941.4
2022101809 | 3 | 0.49351 | 49351 | 0.16438 | 8547.76 | 0.1001 | 8908.9 | 1 | 5000 | 8547.76 | 8908.9 | 0 | 0 | 0 | 0 | 26894.34 | 0 | 0 | 0 | 0 | 0 | 26894.34
2022101810 | 3 | 0.4987 | 49870 | 0.14154 | 7360.08 | 0.25367 | 22576.63 | 1 | 5000 | 7360.08 | 22576.63 | 0 | 0 | 0 | 0 | 14933.29 | 0 | 0 | 0 | 0 | 0 | 14933.29
2022101811 | 3 | 0.50106 | 50106 | 0.13771 | 7160.92 | 0.33286 | 29624.54 | 1 | 5000 | 7160.92 | 29624.54 | 0 | 0 | 0 | 0 | 8320.54 | 0 | 0 | 0 | 0 | 0 | 8320.54
2022101812 | 3 | 0.49623 | 49623 | 0.112 | 5824 | 0.44747 | 39824.83 | 1 | 5000 | 5824 | 38799 | 0 | 0 | 1025.83 | 1025.83 | 0 | 871.9555 | 0 | 0 | 0 | 871.9555 | 0
2022101813 | 3 | 0.49242 | 49242 | 0.09319 | 4845.88 | 0.54627 | 48618.03 | 1 | 5000 | 4845.88 | 39396.12 | 0 | 0 | 9221.91 | 9221.91 | 0 | 8710.579 | 0 | 0 | 0 | 7838.6235 | 0
2022101814 | 3 | 0.4958 | 49580 | 0.08935 | 4646.2 | 0.59846 | 53262.94 | 1 | 5000 | 4646.2 | 39933.8 | 0 | 0 | 13329.14 | 13329.14 | 0 | 20040.348 | 0 | 0 | 0 | 11329.769 | 0
2022101815 | 3 | 0.4952 | 49520 | 0.07718 | 4013.36 | 0.59956 | 53360.84 | 1 | 5000 | 4013.36 | 40506.64 | 0 | 0 | 12854.2 | 12854.2 | 0 | 30966.418 | 0 | 0 | 0 | 10926.07 | 0
2022101816 | 3 | 0.4982 | 49820 | 0.07088 | 3685.76 | 0.57483 | 51159.87 | 1 | 5000 | 3685.76 | 41134.24 | 0 | 0 | 10025.63 | 10025.63 | 0 | 39488.2035 | 0 | 0 | 0 | 8521.7855 | 0
2022101817 | 3 | 0.50521 | 50521 | 0.06349 | 3301.48 | 0.55291 | 49208.99 | 1 | 5000 | 3301.48 | 42219.52 | 0 | 0 | 6989.47 | 6989.47 | 0 | 45429.253 | 0 | 0 | 0 | 5941.0495 | 0
2022101818 | 3 | 0.5074 | 50740 | 0.06141 | 3193.32 | 0.41179 | 36649.31 | 1 | 5000 | 3193.32 | 36649.31 | 0 | 0 | 0 | 0 | 5897.37 | 39531.883 | 5897.37 | 0 | 0 | 0 | 0
2022101819 | 3 | 0.51355 | 51355 | 0.06333 | 3293.16 | 0.11234 | 9998.26 | 1 | 5000 | 3293.16 | 9998.26 | 0 | 0 | 0 | 0 | 33063.58 | 6468.303 | 33063.58 | 0 | 0 | 0 | 0
2022101820 | 3 | 0.52303 | 52303 | 0.07754 | 4032.08 | 0.00443 | 394.27 | 1 | 5000 | 4032.08 | 394.27 | 0 | 0 | 0 | 0 | 42876.65 | 0 | 6468.303 | 0 | 0 | 0 | 36408.347
2022101821 | 3 | 0.51968 | 51968 | 0.10491 | 5455.32 | 0.00291 | 258.99 | 1 | 5000 | 5455.32 | 258.99 | 0 | 0 | 0 | 0 | 41253.69 | 0 | 0 | 0 | 0 | 0 | 41253.69
2022101822 | 3 | 0.50268 | 50268 | 0.13404 | 6970.08 | 0 | 0 | 1 | 5000 | 6970.08 | 0 | 0 | 0 | 0 | 0 | 38297.92 | 0 | 0 | 0 | 0 | 0 | 38297.92
2022101823 | 3 | 0.47548 | 47548 | 0.14554 | 7568.08 | 0 | 0 | 1 | 5000 | 7568.08 | 0 | 0 | 0 | 0 | 0 | 34979.92 | 0 | 0 | 0 | 0 | 0 | 34979.92
2022101824 | 3 | 0.44807 | 44807 | 0.15341 | 7977.32 | 0 | 0 | 1 | 5000 | 7977.32 | 0 | 0 | 0 | 0 | 0 | 31829.68 | 0 | 0 | 0 | 0 | 0 | 31829.68
2022101901 | 4 | 0.43202 | 43202 | 0.15365 | 7989.8 | 0 | 0 | 1 | 5000 | 7989.8 | 0 | 0 | 0 | 0 | 0 | 30212.2 | 0 | 0 | 0 | 0 | 0 | 30212.2
2022101902 | 4 | 0.4231 | 42310 | 0.15329 | 7971.08 | 0 | 0 | 1 | 5000 | 7971.08 | 0 | 0 | 0 | 0 | 0 | 29338.92 | 0 | 0 | 0 | 0 | 0 | 29338.92
2022101903 | 4 | 0.41862 | 41862 | 0.15765 | 8197.8 | 0 | 0 | 1 | 5000 | 8197.8 | 0 | 0 | 0 | 0 | 0 | 28664.2 | 0 | 0 | 0 | 0 | 0 | 28664.2
2022101904 | 4 | 0.4188 | 41880 | 0.15169 | 7887.88 | 0 | 0 | 1 | 5000 | 7887.88 | 0 | 0 | 0 | 0 | 0 | 28992.12 | 0 | 0 | 0 | 0 | 0 | 28992.12
2022101905 | 4 | 0.4274 | 42740 | 0.15007 | 7803.64 | 0 | 0 | 1 | 5000 | 7803.64 | 0 | 0 | 0 | 0 | 0 | 29936.36 | 0 | 0 | 0 | 0 | 0 | 29936.36
2022101906 | 4 | 0.44936 | 44936 | 0.15503 | 8061.56 | 0 | 0 | 1 | 5000 | 8061.56 | 0 | 0 | 0 | 0 | 0 | 31874.44 | 0 | 0 | 0 | 0 | 0 | 31874.44
2022101907 | 4 | 0.48859 | 48859 | 0.162 | 8424 | 0 | 0 | 1 | 5000 | 8424 | 0 | 0 | 0 | 0 | 0 | 35435 | 0 | 0 | 0 | 0 | 0 | 35435
2022101908 | 4 | 0.50996 | 50996 | 0.16211 | 8429.72 | 0.00516 | 459.24 | 1 | 5000 | 8429.72 | 459.24 | 0 | 0 | 0 | 0 | 37107.04 | 0 | 0 | 0 | 0 | 0 | 37107.04
2022101909 | 4 | 0.50839 | 50839 | 0.15615 | 8119.8 | 0.21378 | 19026.42 | 1 | 5000 | 8119.8 | 19026.42 | 0 | 0 | 0 | 0 | 18692.78 | 0 | 0 | 0 | 0 | 0 | 18692.78
2022101910 | 4 | 0.50541 | 50541 | 0.11293 | 5872.36 | 0.64213 | 57149.57 | 1 | 5000 | 5872.36 | 39668.64 | 0 | 0 | 17480.93 | 17480.93 | 0 | 14858.7905 | 0 | 0 | 0 | 14858.7905 | 0
2022101911 | 4 | 0.49997 | 49997 | 0.09537 | 4959.24 | 0.77127 | 68643.03 | 1 | 5000 | 4959.24 | 40037.76 | 0 | 0 | 28605.27 | 28605.27 | 0 | 39173.27 | 0 | 0 | 0 | 24314.4795 | 0
2022101912 | 4 | 0.49616 | 49616 | 0.1164 | 6052.8 | 0.77965 | 69388.85 | 1 | 5000 | 6052.8 | 38563.2 | 0 | 0 | 30825.65 | 30825.65 | 0 | 65375.0725 | 0 | 0 | 0 | 26201.8025 | 0
2022101913 | 4 | 0.4936 | 49360 | 0.12805 | 6658.6 | 0.76907 | 68447.23 | 1 | 5000 | 6658.6 | 37701.4 | 0 | 0 | 30745.83 | 30745.83 | 0 | 91509.028 | 0 | 0 | 0 | 26133.9555 | 0
2022101914 | 4 | 0.49774 | 49774 | 0.12392 | 6443.84 | 0.76491 | 68076.99 | 1 | 5000 | 6443.84 | 38330.16 | 0 | 0 | 29746.83 | 29746.83 | 0 | 116793.8335 | 0 | 0 | 0 | 25284.8055 | 0
2022101915 | 4 | 0.49907 | 49907 | 0.11156 | 5801.12 | 0.77323 | 68817.47 | 1 | 5000 | 5801.12 | 39105.88 | 0 | 0 | 29711.59 | 29711.59 | 0 | 142048.685 | 0 | 0 | 0 | 25254.8515 | 0
2022101916 | 4 | 0.50442 | 50442 | 0.09804 | 5098.08 | 0.78931 | 70248.59 | 1 | 5000 | 5098.08 | 40343.92 | 0 | 0 | 29904.67 | 29904.67 | 0 | 167467.6545 | 0 | 0 | 0 | 25418.9695 | 0
2022101917 | 4 | 0.51366 | 51366 | 0.09316 | 4844.32 | 0.77641 | 69100.49 | 1 | 5000 | 4844.32 | 41521.68 | 0 | 0 | 27578.81 | 27578.81 | 0 | 190909.643 | 0 | 0 | 0 | 23441.9885 | 0
2022101918 | 4 | 0.51874 | 51874 | 0.0934 | 4856.8 | 0.61014 | 54302.46 | 1 | 5000 | 4856.8 | 42017.2 | 0 | 0 | 12285.26 | 12285.26 | 0 | 200000 | 0 | 0 | 0 | 9090.357 | 0
2022101919 | 4 | 0.51817 | 51817 | 0.08445 | 4391.4 | 0.1659 | 14765.1 | 1 | 5000 | 4391.4 | 14765.1 | 0 | 0 | 0 | 0 | 27660.5 | 172339.5 | 27660.5 | 0 | 0 | 0 | 0
2022101920 | 4 | 0.52447 | 52447 | 0.12202 | 6345.04 | 0.00092 | 81.88 | 1 | 5000 | 6345.04 | 81.88 | 0 | 0 | 0 | 0 | 41020.08 | 131319.42 | 41020.08 | 0 | 0 | 0 | 0
2022101921 | 4 | 0.5178 | 51780 | 0.21563 | 11212.76 | 0 | 0 | 1 | 5000 | 11212.76 | 0 | 0 | 0 | 0 | 0 | 35567.24 | 95752.18 | 35567.24 | 0 | 0 | 0 | 0
2022101922 | 4 | 0.50094 | 50094 | 0.32278 | 16784.56 | 0 | 0 | 1 | 5000 | 16784.56 | 0 | 0 | 0 | 0 | 0 | 28309.44 | 67442.74 | 28309.44 | 0 | 0 | 0 | 0
2022101923 | 4 | 0.47435 | 47435 | 0.4219 | 21938.8 | 0 | 0 | 1 | 5000 | 21938.8 | 0 | 0 | 0 | 0 | 0 | 20496.2 | 46946.54 | 20496.2 | 0 | 0 | 0 | 0
2022101924 | 4 | 0.45256 | 45256 | 0.47512 | 24706.24 | 0 | 0 | 1 | 5000 | 24706.24 | 0 | 0 | 0 | 0 | 0 | 15549.76 | 31396.78 | 15549.76 | 0 | 0 | 0 | 0
2022102001 | 5 | 0.43298 | 43298 | 0.48901 | 25428.52 | 0 | 0 | 1 | 5000 | 25428.52 | 0 | 0 | 0 | 0 | 0 | 12869.48 | 18527.3 | 12869.48 | 0 | 0 | 0 | 0
2022102002 | 5 | 0.42445 | 42445 | 0.49597 | 25790.44 | 0 | 0 | 1 | 5000 | 25790.44 | 0 | 0 | 0 | 0 | 0 | 11654.56 | 6872.74 | 11654.56 | 0 | 0 | 0 | 0
2022102003 | 5 | 0.42027 | 42027 | 0.49745 | 25867.4 | 0 | 0 | 1 | 5000 | 25867.4 | 0 | 0 | 0 | 0 | 0 | 11159.6 | 0 | 6872.74 | 0 | 0 | 0 | 4286.86
2022102004 | 5 | 0.41918 | 41918 | 0.49406 | 25691.12 | 0 | 0 | 1 | 5000 | 25691.12 | 0 | 0 | 0 | 0 | 0 | 11226.88 | 0 | 0 | 0 | 0 | 0 | 11226.88
2022102005 | 5 | 0.42513 | 42513 | 0.4895 | 25454 | 0 | 0 | 1 | 5000 | 25454 | 0 | 0 | 0 | 0 | 0 | 12059 | 0 | 0 | 0 | 0 | 0 | 12059
2022102006 | 5 | 0.44942 | 44942 | 0.50941 | 26489.32 | 0 | 0 | 1 | 5000 | 26489.32 | 0 | 0 | 0 | 0 | 0 | 13452.68 | 0 | 0 | 0 | 0 | 0 | 13452.68
2022102007 | 5 | 0.48524 | 48524 | 0.48252 | 25091.04 | 0 | 0 | 1 | 5000 | 25091.04 | 0 | 0 | 0 | 0 | 0 | 18432.96 | 0 | 0 | 0 | 0 | 0 | 18432.96
2022102008 | 5 | 0.50435 | 50435 | 0.44006 | 22883.12 | 0.00392 | 348.88 | 1 | 5000 | 22883.12 | 348.88 | 0 | 0 | 0 | 0 | 22203 | 0 | 0 | 0 | 0 | 0 | 22203
2022102009 | 5 | 0.50406 | 50406 | 0.37405 | 19450.6 | 0.22418 | 19952.02 | 1 | 5000 | 19450.6 | 19952.02 | 0 | 0 | 0 | 0 | 6003.38 | 0 | 0 | 0 | 0 | 0 | 6003.38
2022102010 | 5 | 0.50291 | 50291 | 0.24441 | 12709.32 | 0.67731 | 60280.59 | 1 | 5000 | 12709.32 | 32581.68 | 0 | 0 | 27698.91 | 27698.91 | 0 | 23544.0735 | 0 | 0 | 0 | 23544.0735 | 0
2022102011 | 5 | 0.50334 | 50334 | 0.14853 | 7723.56 | 0.79108 | 70406.12 | 1 | 5000 | 7723.56 | 37610.44 | 0 | 0 | 32795.68 | 32795.68 | 0 | 51420.4015 | 0 | 0 | 0 | 27876.328 | 0
2022102012 | 5 | 0.50796 | 50796 | 0.11054 | 5748.08 | 0.79119 | 70415.91 | 1 | 5000 | 5748.08 | 40047.92 | 0 | 0 | 30367.99 | 30367.99 | 0 | 77233.193 | 0 | 0 | 0 | 25812.7915 | 0
2022102013 | 5 | 0.51612 | 51612 | 0.07493 | 3896.36 | 0.77538 | 69008.82 | 1 | 5000 | 3896.36 | 42715.64 | 0 | 0 | 26293.18 | 26293.18 | 0 | 99582.396 | 0 | 0 | 0 | 22349.203 | 0
2022102014 | 5 | 0.5306 | 53060 | 0.05379 | 2797.08 | 0.76643 | 68212.27 | 1 | 5000 | 2797.08 | 45262.92 | 0 | 0 | 22949.35 | 22949.35 | 0 | 119089.3435 | 0 | 0 | 0 | 19506.9475 | 0
2022102015 | 5 | 0.54585 | 54585 | 0.04677 | 2432.04 | 0.77073 | 68594.97 | 1 | 5000 | 2432.04 | 47152.96 | 0 | 0 | 21442.01 | 21442.01 | 0 | 137315.052 | 0 | 0 | 0 | 18225.7085 | 0
2022102016 | 5 | 0.56414 | 56414 | 0.04818 | 2505.36 | 0.77974 | 69396.86 | 1 | 5000 | 2505.36 | 48908.64 | 0 | 0 | 20488.22 | 20488.22 | 0 | 154730.039 | 0 | 0 | 0 | 17414.987 | 0
2022102017 | 5 | 0.58117 | 58117 | 0.05734 | 2981.68 | 0.76426 | 68019.14 | 1 | 5000 | 2981.68 | 50135.32 | 0 | 0 | 17883.82 | 17883.82 | 0 | 169931.286 | 0 | 0 | 0 | 15201.247 | 0
2022102018 | 5 | 0.58669 | 58669 | 0.06898 | 3586.96 | 0.60034 | 53430.26 | 1 | 5000 | 3586.96 | 50082.04 | 0 | 0 | 3348.22 | 3348.22 | 0 | 172777.273 | 0 | 0 | 0 | 2845.987 | 0
2022102019 | 5 | 0.57278 | 57278 | 0.07916 | 4116.32 | 0.16774 | 14928.86 | 1 | 5000 | 4116.32 | 14928.86 | 0 | 0 | 0 | 0 | 33232.82 | 139544.453 | 33232.82 | 0 | 0 | 0 | 0
2022102020 | 5 | 0.56696 | 56696 | 0.10494 | 5456.88 | 0.01284 | 1142.76 | 1 | 5000 | 5456.88 | 1142.76 | 0 | 0 | 0 | 0 | 45096.36 | 94448.093 | 45096.36 | 0 | 0 | 0 | 0
2022102021 | 5 | 0.55737 | 55737 | 0.14588 | 7585.76 | 0 | 0 | 1 | 5000 | 7585.76 | 0 | 0 | 0 | 0 | 0 | 43151.24 | 51296.853 | 43151.24 | 0 | 0 | 0 | 0
2022102022 | 5 | 0.53968 | 53968 | 0.21542 | 11201.84 | 0 | 0 | 1 | 5000 | 11201.84 | 0 | 0 | 0 | 0 | 0 | 37766.16 | 13530.693 | 37766.16 | 0 | 0 | 0 | 0
2022102023 | 5 | 0.50777 | 50777 | 0.26813 | 13942.76 | 0 | 0 | 1 | 5000 | 13942.76 | 0 | 0 | 0 | 0 | 0 | 31834.24 | 0 | 13530.693 | 0 | 0 | 0 | 18303.547
2022102024 | 5 | 0.47424 | 47424 | 0.3166 | 16463.2 | 0 | 0 | 1 | 5000 | 16463.2 | 0 | 0 | 0 | 0 | 0 | 25960.8 | 0 | 0 | 0 | 0 | 0 | 25960.8
2022102101 | 6 | 0.45081 | 45081 | 0.40313 | 20962.76 | 0 | 0 | 1 | 5000 | 20962.76 | 0 | 0 | 0 | 0 | 0 | 19118.24 | 0 | 0 | 0 | 0 | 0 | 19118.24
2022102102 | 6 | 0.43657 | 43657 | 0.45513 | 23666.76 | 0 | 0 | 1 | 5000 | 23666.76 | 0 | 0 | 0 | 0 | 0 | 14990.24 | 0 | 0 | 0 | 0 | 0 | 14990.24
2022102103 | 6 | 0.42701 | 42701 | 0.46407 | 24131.64 | 0 | 0 | 1 | 5000 | 24131.64 | 0 | 0 | 0 | 0 | 0 | 13569.36 | 0 | 0 | 0 | 0 | 0 | 13569.36
2022102104 | 6 | 0.42446 | 42446 | 0.4734 | 24616.8 | 0 | 0 | 1 | 5000 | 24616.8 | 0 | 0 | 0 | 0 | 0 | 12829.2 | 0 | 0 | 0 | 0 | 0 | 12829.2
2022102105 | 6 | 0.42859 | 42859 | 0.486 | 25272 | 0 | 0 | 1 | 5000 | 25272 | 0 | 0 | 0 | 0 | 0 | 12587 | 0 | 0 | 0 | 0 | 0 | 12587
2022102106 | 6 | 0.44546 | 44546 | 0.48106 | 25015.12 | 4e-05 | 3.56 | 1 | 5000 | 25015.12 | 3.56 | 0 | 0 | 0 | 0 | 14527.32 | 0 | 0 | 0 | 0 | 0 | 14527.32
2022102107 | 6 | 0.47906 | 47906 | 0.45604 | 23714.08 | 0 | 0 | 1 | 5000 | 23714.08 | 0 | 0 | 0 | 0 | 0 | 19191.92 | 0 | 0 | 0 | 0 | 0 | 19191.92
2022102108 | 6 | 0.49607 | 49607 | 0.45677 | 23752.04 | 0.00388 | 345.32 | 1 | 5000 | 23752.04 | 345.32 | 0 | 0 | 0 | 0 | 20509.64 | 0 | 0 | 0 | 0 | 0 | 20509.64
2022102109 | 6 | 0.50038 | 50038 | 0.43876 | 22815.52 | 0.22518 | 20041.02 | 1 | 5000 | 22815.52 | 20041.02 | 0 | 0 | 0 | 0 | 2181.46 | 0 | 0 | 0 | 0 | 0 | 2181.46
2022102110 | 6 | 0.51083 | 51083 | 0.30875 | 16055 | 0.68578 | 61034.42 | 1 | 5000 | 16055 | 30028 | 0 | 0 | 31006.42 | 31006.42 | 0 | 26355.457 | 0 | 0 | 0 | 26355.457 | 0
2022102111 | 6 | 0.52256 | 52256 | 0.21927 | 11402.04 | 0.78689 | 70033.21 | 1 | 5000 | 11402.04 | 35853.96 | 0 | 0 | 34179.25 | 34179.25 | 0 | 55407.8195 | 0 | 0 | 0 | 29052.3625 | 0
2022102112 | 6 | 0.53584 | 53584 | 0.22074 | 11478.48 | 0.77791 | 69233.99 | 1 | 5000 | 11478.48 | 37105.52 | 0 | 0 | 32128.47 | 32128.47 | 0 | 82717.019 | 0 | 0 | 0 | 27309.1995 | 0
2022102113 | 6 | 0.55745 | 55745 | 0.25829 | 13431.08 | 0.74824 | 66593.36 | 1 | 5000 | 13431.08 | 37313.92 | 0 | 0 | 29279.44 | 29279.44 | 0 | 107604.543 | 0 | 0 | 0 | 24887.524 | 0
2022102114 | 6 | 0.58724 | 58724 | 0.36391 | 18923.32 | 0.74377 | 66195.53 | 1 | 5000 | 18923.32 | 34800.68 | 0 | 0 | 31394.85 | 31394.85 | 0 | 134290.1655 | 0 | 0 | 0 | 26685.6225 | 0
2022102115 | 6 | 0.6157 | 61570 | 0.46311 | 24081.72 | 0.65327 | 58141.03 | 1 | 5000 | 24081.72 | 32488.28 | 0 | 0 | 25652.75 | 25652.75 | 0 | 156095.003 | 0 | 0 | 0 | 21804.8375 | 0
2022102116 | 6 | 0.64 | 64000 | 0.52843 | 27478.36 | 0.53846 | 47922.94 | 1 | 5000 | 27478.36 | 31521.64 | 0 | 0 | 16401.3 | 16401.3 | 0 | 170036.108 | 0 | 0 | 0 | 13941.105 | 0
2022102117 | 6 | 0.65569 | 65569 | 0.5328 | 27705.6 | 0.54607 | 48600.23 | 1 | 5000 | 27705.6 | 32863.4 | 0 | 0 | 15736.83 | 15736.83 | 0 | 183412.4135 | 0 | 0 | 0 | 13376.3055 | 0
2022102118 | 6 | 0.65444 | 65444 | 0.55175 | 28691 | 0.39079 | 34780.31 | 1 | 5000 | 28691 | 31753 | 0 | 0 | 3027.31 | 3027.31 | 0 | 185985.627 | 0 | 0 | 0 | 2573.2135 | 0
2022102119 | 6 | 0.63154 | 63154 | 0.54852 | 28523.04 | 0.12763 | 11359.07 | 1 | 5000 | 28523.04 | 11359.07 | 0 | 0 | 0 | 0 | 18271.89 | 167713.737 | 18271.89 | 0 | 0 | 0 | 0
2022102120 | 6 | 0.61547 | 61547 | 0.58335 | 30334.2 | 0.00046 | 40.94 | 1 | 5000 | 30334.2 | 40.94 | 0 | 0 | 0 | 0 | 26171.86 | 141541.877 | 26171.86 | 0 | 0 | 0 | 0
2022102121 | 6 | 0.59593 | 59593 | 0.66267 | 34458.84 | 0 | 0 | 1 | 5000 | 34458.84 | 0 | 0 | 0 | 0 | 0 | 20134.16 | 121407.717 | 20134.16 | 0 | 0 | 0 | 0
2022102122 | 6 | 0.57469 | 57469 | 0.6736 | 35027.2 | 0 | 0 | 1 | 5000 | 35027.2 | 0 | 0 | 0 | 0 | 0 | 17441.8 | 103965.917 | 17441.8 | 0 | 0 | 0 | 0
2022102123 | 6 | 0.54834 | 54834 | 0.67373 | 35033.96 | 0 | 0 | 1 | 5000 | 35033.96 | 0 | 0 | 0 | 0 | 0 | 14800.04 | 89165.877 | 14800.04 | 0 | 0 | 0 | 0
2022102124 | 6 | 0.51794 | 51794 | 0.66824 | 34748.48 | 0 | 0 | 1 | 5000 | 34748.48 | 0 | 0 | 0 | 0 | 0 | 12045.52 | 77120.357 | 12045.52 | 0 | 0 | 0 | 0
2022102201 | 7 | 0.49211 | 49211 | 0.66391 | 34523.32 | 0 | 0 | 1 | 5000 | 34523.32 | 0 | 0 | 0 | 0 | 0 | 9687.68 | 67432.677 | 9687.68 | 0 | 0 | 0 | 0
2022102202 | 7 | 0.46938 | 46938 | 0.65535 | 34078.2 | 0 | 0 | 1 | 5000 | 34078.2 | 0 | 0 | 0 | 0 | 0 | 7859.8 | 59572.877 | 7859.8 | 0 | 0 | 0 | 0
2022102203 | 7 | 0.45544 | 45544 | 0.64883 | 33739.16 | 0 | 0 | 1 | 5000 | 33739.16 | 0 | 0 | 0 | 0 | 0 | 6804.84 | 52768.037 | 6804.84 | 0 | 0 | 0 | 0
2022102204 | 7 | 0.44671 | 44671 | 0.6427 | 33420.4 | 0 | 0 | 1 | 5000 | 33420.4 | 0 | 0 | 0 | 0 | 0 | 6250.6 | 46517.437 | 6250.6 | 0 | 0 | 0 | 0
2022102205 | 7 | 0.44302 | 44302 | 0.64307 | 33439.64 | 0 | 0 | 1 | 5000 | 33439.64 | 0 | 0 | 0 | 0 | 0 | 5862.36 | 40655.077 | 5862.36 | 0 | 0 | 0 | 0
2022102206 | 7 | 0.44681 | 44681 | 0.64615 | 33599.8 | 0 | 0 | 1 | 5000 | 33599.8 | 0 | 0 | 0 | 0 | 0 | 6081.2 | 34573.877 | 6081.2 | 0 | 0 | 0 | 0
2022102207 | 7 | 0.45844 | 45844 | 0.65039 | 33820.28 | 0 | 0 | 1 | 5000 | 33820.28 | 0 | 0 | 0 | 0 | 0 | 7023.72 | 27550.157 | 7023.72 | 0 | 0 | 0 | 0
2022102208 | 7 | 0.46979 | 46979 | 0.6405 | 33306 | 0.00316 | 281.24 | 1 | 5000 | 33306 | 281.24 | 0 | 0 | 0 | 0 | 8391.76 | 19158.397 | 8391.76 | 0 | 0 | 0 | 0
2022102209 | 7 | 0.48683 | 48683 | 0.6104 | 31740.8 | 0.15647 | 13925.83 | 1 | 5000 | 31740.8 | 11942.2 | 0 | 0 | 1983.63 | 1983.63 | 0 | 20844.4825 | 0 | 0 | 0 | 1686.0855 | 0
2022102210 | 7 | 0.51221 | 51221 | 0.53499 | 27819.48 | 0.45593 | 40577.77 | 1 | 5000 | 27819.48 | 18401.52 | 0 | 0 | 22176.25 | 22176.25 | 0 | 39694.295 | 0 | 0 | 0 | 18849.8125 | 0
2022102211 | 7 | 0.53601 | 53601 | 0.52307 | 27199.64 | 0.59921 | 53329.69 | 1 | 5000 | 27199.64 | 21401.36 | 0 | 0 | 31928.33 | 31928.33 | 0 | 66833.3755 | 0 | 0 | 0 | 27139.0805 | 0
2022102212 | 7 | 0.5629 | 56290 | 0.52563 | 27332.76 | 0.62947 | 56022.83 | 1 | 5000 | 27332.76 | 23957.24 | 0 | 0 | 32065.59 | 32065.59 | 0 | 94089.127 | 0 | 0 | 0 | 27255.7515 | 0
2022102213 | 7 | 0.59074 | 59074 | 0.53366 | 27750.32 | 0.65654 | 58432.06 | 1 | 5000 | 27750.32 | 26323.68 | 0 | 0 | 32108.38 | 32108.38 | 0 | 121381.25 | 0 | 0 | 0 | 27292.123 | 0
2022102214 | 7 | 0.61537 | 61537 | 0.55098 | 28650.96 | 0.64922 | 57780.58 | 1 | 5000 | 28650.96 | 27886.04 | 0 | 0 | 29894.54 | 29894.54 | 0 | 146791.609 | 0 | 0 | 0 | 25410.359 | 0
2022102215 | 7 | 0.63904 | 63904 | 0.56428 | 29342.56 | 0.61837 | 55034.93 | 1 | 5000 | 29342.56 | 29561.44 | 0 | 0 | 25473.49 | 25473.49 | 0 | 168444.0755 | 0 | 0 | 0 | 21652.4665 | 0
2022102216 | 7 | 0.65637 | 65637 | 0.57946 | 30131.92 | 0.58024 | 51641.36 | 1 | 5000 | 30131.92 | 30505.08 | 0 | 0 | 21136.28 | 21136.28 | 0 | 186409.9135 | 0 | 0 | 0 | 17965.838 | 0
2022102217 | 7 | 0.66437 | 66437 | 0.6106 | 31751.2 | 0.4859 | 43245.1 | 1 | 5000 | 31751.2 | 29685.8 | 0 | 0 | 13559.3 | 13559.3 | 0 | 197935.3185 | 0 | 0 | 0 | 11525.405 | 0
2022102218 | 7 | 0.65838 | 65838 | 0.62291 | 32391.32 | 0.35167 | 31298.63 | 1 | 5000 | 32391.32 | 28446.68 | 0 | 0 | 2851.95 | 2851.95 | 0 | 200000 | 0 | 0 | 0 | 2064.6815 | 0
2022102219 | 7 | 0.63635 | 63635 | 0.61887 | 32181.24 | 0.08127 | 7233.03 | 1 | 5000 | 32181.24 | 7233.03 | 0 | 0 | 0 | 0 | 19220.73 | 180779.27 | 19220.73 | 0 | 0 | 0 | 0
2022102220 | 7 | 0.63047 | 63047 | 0.66882 | 34778.64 | 0.0004 | 35.6 | 1 | 5000 | 34778.64 | 35.6 | 0 | 0 | 0 | 0 | 23232.76 | 157546.51 | 23232.76 | 0 | 0 | 0 | 0
2022102221 | 7 | 0.61444 | 61444 | 0.69301 | 36036.52 | 0 | 0 | 1 | 5000 | 36036.52 | 0 | 0 | 0 | 0 | 0 | 20407.48 | 137139.03 | 20407.48 | 0 | 0 | 0 | 0
2022102222 | 7 | 0.59395 | 59395 | 0.69897 | 36346.44 | 0 | 0 | 1 | 5000 | 36346.44 | 0 | 0 | 0 | 0 | 0 | 18048.56 | 119090.47 | 18048.56 | 0 | 0 | 0 | 0
2022102223 | 7 | 0.57 | 57000 | 0.69285 | 36028.2 | 0 | 0 | 1 | 5000 | 36028.2 | 0 | 0 | 0 | 0 | 0 | 15971.8 | 103118.67 | 15971.8 | 0 | 0 | 0 | 0
2022102224 | 7 | 0.54383 | 54383 | 0.6915 | 35958 | 0 | 0 | 1 | 5000 | 35958 | 0 | 0 | 0 | 0 | 0 | 13425 | 89693.67 | 13425 | 0 | 0 | 0 | 0
2022102301 | 1 | 0.51582 | 51582 | 0.68162 | 35444.24 | 0 | 0 | 1 | 5000 | 35444.24 | 0 | 0 | 0 | 0 | 0 | 11137.76 | 78555.91 | 11137.76 | 0 | 0 | 0 | 0
2022102302 | 1 | 0.49465 | 49465 | 0.67446 | 35071.92 | 0 | 0 | 1 | 5000 | 35071.92 | 0 | 0 | 0 | 0 | 0 | 9393.08 | 69162.83 | 9393.08 | 0 | 0 | 0 | 0
2022102303 | 1 | 0.47832 | 47832 | 0.6662 | 34642.4 | 0 | 0 | 1 | 5000 | 34642.4 | 0 | 0 | 0 | 0 | 0 | 8189.6 | 60973.23 | 8189.6 | 0 | 0 | 0 | 0
2022102304 | 1 | 0.4689 | 46890 | 0.66207 | 34427.64 | 0 | 0 | 1 | 5000 | 34427.64 | 0 | 0 | 0 | 0 | 0 | 7462.36 | 53510.87 | 7462.36 | 0 | 0 | 0 | 0
2022102305 | 1 | 0.46302 | 46302 | 0.65598 | 34110.96 | 0 | 0 | 1 | 5000 | 34110.96 | 0 | 0 | 0 | 0 | 0 | 7191.04 | 46319.83 | 7191.04 | 0 | 0 | 0 | 0
2022102306 | 1 | 0.46378 | 46378 | 0.6567 | 34148.4 | 0 | 0 | 1 | 5000 | 34148.4 | 0 | 0 | 0 | 0 | 0 | 7229.6 | 39090.23 | 7229.6 | 0 | 0 | 0 | 0
2022102307 | 1 | 0.46991 | 46991 | 0.66132 | 34388.64 | 0 | 0 | 1 | 5000 | 34388.64 | 0 | 0 | 0 | 0 | 0 | 7602.36 | 31487.87 | 7602.36 | 0 | 0 | 0 | 0
2022102308 | 1 | 0.47791 | 47791 | 0.66169 | 34407.88 | 0.00229 | 203.81 | 1 | 5000 | 34407.88 | 203.81 | 0 | 0 | 0 | 0 | 8179.31 | 23308.56 | 8179.31 | 0 | 0 | 0 | 0
2022102309 | 1 | 0.49607 | 49607 | 0.64976 | 33787.52 | 0.09953 | 8858.17 | 1 | 5000 | 33787.52 | 8858.17 | 0 | 0 | 0 | 0 | 1961.31 | 21347.25 | 1961.31 | 0 | 0 | 0 | 0
2022102310 | 1 | 0.52669 | 52669 | 0.63023 | 32771.96 | 0.30738 | 27356.82 | 1 | 5000 | 32771.96 | 14897.04 | 0 | 0 | 12459.78 | 12459.78 | 0 | 31938.063 | 0 | 0 | 0 | 10590.813 | 0
2022102311 | 1 | 0.55891 | 55891 | 0.66217 | 34432.84 | 0.32167 | 28628.63 | 1 | 5000 | 34432.84 | 16458.16 | 0 | 0 | 12170.47 | 12170.47 | 0 | 42282.9625 | 0 | 0 | 0 | 10344.8995 | 0
2022102312 | 1 | 0.59177 | 59177 | 0.66777 | 34724.04 | 0.29014 | 25822.46 | 1 | 5000 | 34724.04 | 19452.96 | 0 | 0 | 6369.5 | 6369.5 | 0 | 47697.0375 | 0 | 0 | 0 | 5414.075 | 0
2022102313 | 1 | 0.61831 | 61831 | 0.67309 | 35000.68 | 0.30965 | 27558.85 | 1 | 5000 | 35000.68 | 21830.32 | 0 | 0 | 5728.53 | 5728.53 | 0 | 52566.288 | 0 | 0 | 0 | 4869.2505 | 0
2022102314 | 1 | 0.64032 | 64032 | 0.67579 | 35141.08 | 0.31264 | 27824.96 | 1 | 5000 | 35141.08 | 23890.92 | 0 | 0 | 3934.04 | 3934.04 | 0 | 55910.222 | 0 | 0 | 0 | 3343.934 | 0
2022102315 | 1 | 0.66096 | 66096 | 0.6753 | 35115.6 | 0.31006 | 27595.34 | 1 | 5000 | 35115.6 | 25980.4 | 0 | 0 | 1614.94 | 1614.94 | 0 | 57282.921 | 0 | 0 | 0 | 1372.699 | 0
2022102316 | 1 | 0.67637 | 67637 | 0.6758 | 35141.6 | 0.29878 | 26591.42 | 1 | 5000 | 35141.6 | 26591.42 | 0 | 0 | 0 | 0 | 903.98 | 56378.941 | 903.98 | 0 | 0 | 0 | 0
2022102317 | 1 | 0.68385 | 68385 | 0.67844 | 35278.88 | 0.27211 | 24217.79 | 1 | 5000 | 35278.88 | 24217.79 | 0 | 0 | 0 | 0 | 3888.33 | 52490.611 | 3888.33 | 0 | 0 | 0 | 0
2022102318 | 1 | 0.68003 | 68003 | 0.68126 | 35425.52 | 0.17367 | 15456.63 | 1 | 5000 | 35425.52 | 15456.63 | 0 | 0 | 0 | 0 | 12120.85 | 40369.761 | 12120.85 | 0 | 0 | 0 | 0
2022102319 | 1 | 0.66659 | 66659 | 0.694 | 36088 | 0.04064 | 3616.96 | 1 | 5000 | 36088 | 3616.96 | 0 | 0 | 0 | 0 | 21954.04 | 18415.721 | 21954.04 | 0 | 0 | 0 | 0
2022102320 | 1 | 0.66692 | 66692 | 0.70734 | 36781.68 | 0.00022 | 19.58 | 1 | 5000 | 36781.68 | 19.58 | 0 | 0 | 0 | 0 | 24890.74 | 0 | 18415.721 | 0 | 0 | 0 | 6475.019
2022102321 | 1 | 0.65374 | 65374 | 0.70573 | 36697.96 | 0 | 0 | 1 | 5000 | 36697.96 | 0 | 0 | 0 | 0 | 0 | 23676.04 | 0 | 0 | 0 | 0 | 0 | 23676.04
2022102322 | 1 | 0.63173 | 63173 | 0.70174 | 36490.48 | 0 | 0 | 1 | 5000 | 36490.48 | 0 | 0 | 0 | 0 | 0 | 21682.52 | 0 | 0 | 0 | 0 | 0 | 21682.52
2022102323 | 1 | 0.60274 | 60274 | 0.70196 | 36501.92 | 0 | 0 | 1 | 5000 | 36501.92 | 0 | 0 | 0 | 0 | 0 | 18772.08 | 0 | 0 | 0 | 0 | 0 | 18772.08
2022102324 | 1 | 0.56916 | 56916 | 0.69139 | 35952.28 | 0 | 0 | 1 | 5000 | 35952.28 | 0 | 0 | 0 | 0 | 0 | 15963.72 | 0 | 0 | 0 | 0 | 0 | 15963.72
2022102401 | 2 | 0.54121 | 54121 | 0.68101 | 35412.52 | 0 | 0 | 1 | 5000 | 35412.52 | 0 | 0 | 0 | 0 | 0 | 13708.48 | 0 | 0 | 0 | 0 | 0 | 13708.48
2022102402 | 2 | 0.5213 | 52130 | 0.67176 | 34931.52 | 0 | 0 | 1 | 5000 | 34931.52 | 0 | 0 | 0 | 0 | 0 | 12198.48 | 0 | 0 | 0 | 0 | 0 | 12198.48
2022102403 | 2 | 0.51073 | 51073 | 0.66479 | 34569.08 | 0 | 0 | 1 | 5000 | 34569.08 | 0 | 0 | 0 | 0 | 0 | 11503.92 | 0 | 0 | 0 | 0 | 0 | 11503.92
2022102404 | 2 | 0.50592 | 50592 | 0.64092 | 33327.84 | 0 | 0 | 1 | 5000 | 33327.84 | 0 | 0 | 0 | 0 | 0 | 12264.16 | 0 | 0 | 0 | 0 | 0 | 12264.16
2022102405 | 2 | 0.50893 | 50893 | 0.63752 | 33151.04 | 0 | 0 | 1 | 5000 | 33151.04 | 0 | 0 | 0 | 0 | 0 | 12741.96 | 0 | 0 | 0 | 0 | 0 | 12741.96
2022102406 | 2 | 0.52734 | 52734 | 0.58738 | 30543.76 | 0 | 0 | 1 | 5000 | 30543.76 | 0 | 0 | 0 | 0 | 0 | 17190.24 | 0 | 0 | 0 | 0 | 0 | 17190.24
2022102407 | 2 | 0.56009 | 56009 | 0.558 | 29016 | 0 | 0 | 1 | 5000 | 29016 | 0 | 0 | 0 | 0 | 0 | 21993 | 0 | 0 | 0 | 0 | 0 | 21993
2022102408 | 2 | 0.57446 | 57446 | 0.41173 | 21409.96 | 0.00065 | 57.85 | 1 | 5000 | 21409.96 | 57.85 | 0 | 0 | 0 | 0 | 30978.19 | 0 | 0 | 0 | 0 | 0 | 30978.19
2022102409 | 2 | 0.57647 | 57647 | 0.32967 | 17142.84 | 0.06722 | 5982.58 | 1 | 5000 | 17142.84 | 5982.58 | 0 | 0 | 0 | 0 | 29521.58 | 0 | 0 | 0 | 0 | 0 | 29521.58
2022102410 | 2 | 0.59 | 59000 | 0.29335 | 15254.2 | 0.26712 | 23773.68 | 1 | 5000 | 15254.2 | 23773.68 | 0 | 0 | 0 | 0 | 14972.12 | 0 | 0 | 0 | 0 | 0 | 14972.12
2022102411 | 2 | 0.60355 | 60355 | 0.28445 | 14791.4 | 0.41102 | 36580.78 | 1 | 5000 | 14791.4 | 36580.78 | 0 | 0 | 0 | 0 | 3982.82 | 0 | 0 | 0 | 0 | 0 | 3982.82
2022102412 | 2 | 0.61222 | 61222 | 0.29215 | 15191.8 | 0.45889 | 40841.21 | 1 | 5000 | 15191.8 | 40841.21 | 0 | 0 | 0 | 0 | 188.99 | 0 | 0 | 0 | 0 | 0 | 188.99
2022102413 | 2 | 0.61533 | 61533 | 0.29964 | 15581.28 | 0.47072 | 41894.08 | 1 | 5000 | 15581.28 | 40951.72 | 0 | 0 | 942.36 | 942.36 | 0 | 801.006 | 0 | 0 | 0 | 801.006 | 0
2022102414 | 2 | 0.61977 | 61977 | 0.31079 | 16161.08 | 0.40078 | 35669.42 | 1 | 5000 | 16161.08 | 35669.42 | 0 | 0 | 0 | 0 | 5146.5 | 0 | 801.006 | 0 | 0 | 0 | 4345.494
2022102415 | 2 | 0.62366 | 62366 | 0.34605 | 17994.6 | 0.38452 | 34222.28 | 1 | 5000 | 17994.6 | 34222.28 | 0 | 0 | 0 | 0 | 5149.12 | 0 | 0 | 0 | 0 | 0 | 5149.12
2022102416 | 2 | 0.63178 | 63178 | 0.41166 | 21406.32 | 0.39516 | 35169.24 | 1 | 5000 | 21406.32 | 35169.24 | 0 | 0 | 0 | 0 | 1602.44 | 0 | 0 | 0 | 0 | 0 | 1602.44
2022102417 | 2 | 0.63901 | 63901 | 0.48882 | 25418.64 | 0.27717 | 24668.13 | 1 | 5000 | 25418.64 | 24668.13 | 0 | 0 | 0 | 0 | 8814.23 | 0 | 0 | 0 | 0 | 0 | 8814.23
2022102418 | 2 | 0.64106 | 64106 | 0.51252 | 26651.04 | 0.23496 | 20911.44 | 1 | 5000 | 26651.04 | 20911.44 | 0 | 0 | 0 | 0 | 11543.52 | 0 | 0 | 0 | 0 | 0 | 11543.52
2022102419 | 2 | 0.63821 | 63821 | 0.56352 | 29303.04 | 0.08186 | 7285.54 | 1 | 5000 | 29303.04 | 7285.54 | 0 | 0 | 0 | 0 | 22232.42 | 0 | 0 | 0 | 0 | 0 | 22232.42
2022102420 | 2 | 0.64243 | 64243 | 0.60018 | 31209.36 | 0.0035 | 311.5 | 1 | 5000 | 31209.36 | 311.5 | 0 | 0 | 0 | 0 | 27722.14 | 0 | 0 | 0 | 0 | 0 | 27722.14
2022102421 | 2 | 0.62927 | 62927 | 0.61921 | 32198.92 | 0 | 0 | 1 | 5000 | 32198.92 | 0 | 0 | 0 | 0 | 0 | 25728.08 | 0 | 0 | 0 | 0 | 0 | 25728.08
2022102422 | 2 | 0.60126 | 60126 | 0.61895 | 32185.4 | 0 | 0 | 1 | 5000 | 32185.4 | 0 | 0 | 0 | 0 | 0 | 22940.6 | 0 | 0 | 0 | 0 | 0 | 22940.6
2022102423 | 2 | 0.55515 | 55515 | 0.62185 | 32336.2 | 0 | 0 | 1 | 5000 | 32336.2 | 0 | 0 | 0 | 0 | 0 | 18178.8 | 0 | 0 | 0 | 0 | 0 | 18178.8
2022102424 | 2 | 0.51776 | 51776 | 0.62158 | 32322.16 | 0 | 0 | 1 | 5000 | 32322.16 | 0 | 0 | 0 | 0 | 0 | 14453.84 | 0 | 0 | 0 | 0 | 0 | 14453.84
2022102501 | 3 | 0.48549 | 48549 | 0.60343 | 31378.36 | 0 | 0 | 1 | 5000 | 31378.36 | 0 | 0 | 0 | 0 | 0 | 12170.64 | 0 | 0 | 0 | 0 | 0 | 12170.64
2022102502 | 3 | 0.45243 | 45243 | 0.56495 | 29377.4 | 0 | 0 | 1 | 5000 | 29377.4 | 0 | 0 | 0 | 0 | 0 | 10865.6 | 0 | 0 | 0 | 0 | 0 | 10865.6
2022102503 | 3 | 0.43443 | 43443 | 0.53249 | 27689.48 | 0 | 0 | 1 | 5000 | 27689.48 | 0 | 0 | 0 | 0 | 0 | 10753.52 | 0 | 0 | 0 | 0 | 0 | 10753.52
2022102504 | 3 | 0.42466 | 42466 | 0.4974 | 25864.8 | 0 | 0 | 1 | 5000 | 25864.8 | 0 | 0 | 0 | 0 | 0 | 11601.2 | 0 | 0 | 0 | 0 | 0 | 11601.2
2022102505 | 3 | 0.42572 | 42572 | 0.47429 | 24663.08 | 0 | 0 | 1 | 5000 | 24663.08 | 0 | 0 | 0 | 0 | 0 | 12908.92 | 0 | 0 | 0 | 0 | 0 | 12908.92
2022102506 | 3 | 0.44561 | 44561 | 0.46192 | 24019.84 | 0 | 0 | 1 | 5000 | 24019.84 | 0 | 0 | 0 | 0 | 0 | 15541.16 | 0 | 0 | 0 | 0 | 0 | 15541.16
2022102507 | 3 | 0.47835 | 47835 | 0.45476 | 23647.52 | 0 | 0 | 1 | 5000 | 23647.52 | 0 | 0 | 0 | 0 | 0 | 19187.48 | 0 | 0 | 0 | 0 | 0 | 19187.48
2022102508 | 3 | 0.49257 | 49257 | 0.42247 | 21968.44 | 0.00182 | 161.98 | 1 | 5000 | 21968.44 | 161.98 | 0 | 0 | 0 | 0 | 22126.58 | 0 | 0 | 0 | 0 | 0 | 22126.58
2022102509 | 3 | 0.49112 | 49112 | 0.38978 | 20268.56 | 0.16748 | 14905.72 | 1 | 5000 | 20268.56 | 14905.72 | 0 | 0 | 0 | 0 | 8937.72 | 0 | 0 | 0 | 0 | 0 | 8937.72
2022102510 | 3 | 0.49556 | 49556 | 0.30134 | 15669.68 | 0.61245 | 54508.05 | 1 | 5000 | 15669.68 | 28886.32 | 0 | 0 | 25621.73 | 25621.73 | 0 | 21778.4705 | 0 | 0 | 0 | 21778.4705 | 0
2022102511 | 3 | 0.50037 | 50037 | 0.26112 | 13578.24 | 0.75028 | 66774.92 | 1 | 5000 | 13578.24 | 31458.76 | 0 | 0 | 35316.16 | 35316.16 | 0 | 51797.2065 | 0 | 0 | 0 | 30018.736 | 0
2022102512 | 3 | 0.50363 | 50363 | 0.23463 | 12200.76 | 0.76857 | 68402.73 | 1 | 5000 | 12200.76 | 33162.24 | 0 | 0 | 35240.49 | 35240.49 | 0 | 81751.623 | 0 | 0 | 0 | 29954.4165 | 0
2022102513 | 3 | 0.50865 | 50865 | 0.1907 | 9916.4 | 0.76223 | 67838.47 | 1 | 5000 | 9916.4 | 35948.6 | 0 | 0 | 31889.87 | 31889.87 | 0 | 108858.0125 | 0 | 0 | 0 | 27106.3895 | 0
2022102514 | 3 | 0.51603 | 51603 | 0.14379 | 7477.08 | 0.75656 | 67333.84 | 1 | 5000 | 7477.08 | 39125.92 | 0 | 0 | 28207.92 | 28207.92 | 0 | 132834.7445 | 0 | 0 | 0 | 23976.732 | 0
2022102515 | 3 | 0.52286 | 52286 | 0.10899 | 5667.48 | 0.76674 | 68239.86 | 1 | 5000 | 5667.48 | 41618.52 | 0 | 0 | 26621.34 | 26621.34 | 0 | 155462.8835 | 0 | 0 | 0 | 22628.139 | 0
2022102516 | 3 | 0.53608 | 53608 | 0.07281 | 3786.12 | 0.78107 | 69515.23 | 1 | 5000 | 3786.12 | 44821.88 | 0 | 0 | 24693.35 | 24693.35 | 0 | 176452.231 | 0 | 0 | 0 | 20989.3475 | 0
2022102517 | 3 | 0.54593 | 54593 | 0.04024 | 2092.48 | 0.77005 | 68534.45 | 1 | 5000 | 2092.48 | 47500.52 | 0 | 0 | 21033.93 | 21033.93 | 0 | 194331.0715 | 0 | 0 | 0 | 17878.8405 | 0
2022102518 | 3 | 0.54968 | 54968 | 0.0227 | 1180.4 | 0.58777 | 52311.53 | 1 | 5000 | 1180.4 | 48787.6 | 0 | 0 | 3523.93 | 3523.93 | 0 | 197326.412 | 0 | 0 | 0 | 2995.3405 | 0
2022102519 | 3 | 0.54097 | 54097 | 0.01791 | 931.32 | 0.14023 | 12480.47 | 1 | 5000 | 931.32 | 12480.47 | 0 | 0 | 0 | 0 | 35685.21 | 161641.202 | 35685.21 | 0 | 0 | 0 | 0
2022102520 | 3 | 0.54046 | 54046 | 0.03044 | 1582.88 | 0.00267 | 237.63 | 1 | 5000 | 1582.88 | 237.63 | 0 | 0 | 0 | 0 | 47225.49 | 114415.712 | 47225.49 | 0 | 0 | 0 | 0
2022102521 | 3 | 0.53467 | 53467 | 0.04844 | 2518.88 | 0.00243 | 216.27 | 1 | 5000 | 2518.88 | 216.27 | 0 | 0 | 0 | 0 | 45731.85 | 68683.862 | 45731.85 | 0 | 0 | 0 | 0
2022102522 | 3 | 0.51542 | 51542 | 0.06876 | 3575.52 | 0.0006 | 53.4 | 1 | 5000 | 3575.52 | 53.4 | 0 | 0 | 0 | 0 | 42913.08 | 25770.782 | 42913.08 | 0 | 0 | 0 | 0
2022102523 | 3 | 0.48318 | 48318 | 0.09441 | 4909.32 | 0 | 0 | 1 | 5000 | 4909.32 | 0 | 0 | 0 | 0 | 0 | 38408.68 | 0 | 25770.782 | 0 | 0 | 0 | 12637.898
2022102524 | 3 | 0.45297 | 45297 | 0.12719 | 6613.88 | 0 | 0 | 1 | 5000 | 6613.88 | 0 | 0 | 0 | 0 | 0 | 33683.12 | 0 | 0 | 0 | 0 | 0 | 33683.12
2022102601 | 4 | 0.43281 | 43281 | 0.15301 | 7956.52 | 0 | 0 | 1 | 5000 | 7956.52 | 0 | 0 | 0 | 0 | 0 | 30324.48 | 0 | 0 | 0 | 0 | 0 | 30324.48
2022102602 | 4 | 0.42067 | 42067 | 0.18751 | 9750.52 | 0 | 0 | 1 | 5000 | 9750.52 | 0 | 0 | 0 | 0 | 0 | 27316.48 | 0 | 0 | 0 | 0 | 0 | 27316.48
2022102603 | 4 | 0.4144 | 41440 | 0.22373 | 11633.96 | 0 | 0 | 1 | 5000 | 11633.96 | 0 | 0 | 0 | 0 | 0 | 24806.04 | 0 | 0 | 0 | 0 | 0 | 24806.04
2022102604 | 4 | 0.41422 | 41422 | 0.23541 | 12241.32 | 0 | 0 | 1 | 5000 | 12241.32 | 0 | 0 | 0 | 0 | 0 | 24180.68 | 0 | 0 | 0 | 0 | 0 | 24180.68
2022102605 | 4 | 0.41954 | 41954 | 0.22707 | 11807.64 | 0 | 0 | 1 | 5000 | 11807.64 | 0 | 0 | 0 | 0 | 0 | 25146.36 | 0 | 0 | 0 | 0 | 0 | 25146.36
2022102606 | 4 | 0.44306 | 44306 | 0.23096 | 12009.92 | 0 | 0 | 1 | 5000 | 12009.92 | 0 | 0 | 0 | 0 | 0 | 27296.08 | 0 | 0 | 0 | 0 | 0 | 27296.08
2022102607 | 4 | 0.48105 | 48105 | 0.24746 | 12867.92 | 0 | 0 | 1 | 5000 | 12867.92 | 0 | 0 | 0 | 0 | 0 | 30237.08 | 0 | 0 | 0 | 0 | 0 | 30237.08
2022102608 | 4 | 0.50272 | 50272 | 0.26367 | 13710.84 | 0.0027 | 240.3 | 1 | 5000 | 13710.84 | 240.3 | 0 | 0 | 0 | 0 | 31320.86 | 0 | 0 | 0 | 0 | 0 | 31320.86
2022102609 | 4 | 0.50348 | 50348 | 0.26805 | 13938.6 | 0.19732 | 17561.48 | 1 | 5000 | 13938.6 | 17561.48 | 0 | 0 | 0 | 0 | 13847.92 | 0 | 0 | 0 | 0 | 0 | 13847.92
2022102610 | 4 | 0.50335 | 50335 | 0.2162 | 11242.4 | 0.64546 | 57445.94 | 1 | 5000 | 11242.4 | 34092.6 | 0 | 0 | 23353.34 | 23353.34 | 0 | 19850.339 | 0 | 0 | 0 | 19850.339 | 0
2022102611 | 4 | 0.5036 | 50360 | 0.18617 | 9680.84 | 0.75794 | 67456.66 | 1 | 5000 | 9680.84 | 35679.16 | 0 | 0 | 31777.5 | 31777.5 | 0 | 46861.214 | 0 | 0 | 0 | 27010.875 | 0
2022102612 | 4 | 0.50642 | 50642 | 0.28325 | 14729 | 0.7076 | 62976.4 | 1 | 5000 | 14729 | 30913 | 0 | 0 | 32063.4 | 32063.4 | 0 | 74115.104 | 0 | 0 | 0 | 27253.89 | 0
2022102613 | 4 | 0.51046 | 51046 | 0.3468 | 18033.6 | 0.61075 | 54356.75 | 1 | 5000 | 18033.6 | 28012.4 | 0 | 0 | 26344.35 | 26344.35 | 0 | 96507.8015 | 0 | 0 | 0 | 22392.6975 | 0
2022102614 | 4 | 0.5201 | 52010 | 0.3622 | 18834.4 | 0.64539 | 57439.71 | 1 | 5000 | 18834.4 | 28175.6 | 0 | 0 | 29264.11 | 29264.11 | 0 | 121382.295 | 0 | 0 | 0 | 24874.4935 | 0
2022102615 | 4 | 0.53024 | 53024 | 0.36672 | 19069.44 | 0.66178 | 58898.42 | 1 | 5000 | 19069.44 | 28954.56 | 0 | 0 | 29943.86 | 29943.86 | 0 | 146834.576 | 0 | 0 | 0 | 25452.281 | 0
2022102616 | 4 | 0.54384 | 54384 | 0.36937 | 19207.24 | 0.68253 | 60745.17 | 1 | 5000 | 19207.24 | 30176.76 | 0 | 0 | 30568.41 | 30568.41 | 0 | 172817.7245 | 0 | 0 | 0 | 25983.1485 | 0
2022102617 | 4 | 0.55562 | 55562 | 0.38596 | 20069.92 | 0.64485 | 57391.65 | 1 | 5000 | 20069.92 | 30492.08 | 0 | 0 | 26899.57 | 26899.57 | 0 | 195682.359 | 0 | 0 | 0 | 22864.6345 | 0
2022102618 | 4 | 0.5577 | 55770 | 0.39372 | 20473.44 | 0.5018 | 44660.2 | 1 | 5000 | 20473.44 | 30296.56 | 0 | 0 | 14363.64 | 14363.64 | 0 | 200000 | 0 | 0 | 0 | 4317.641 | 0
2022102619 | 4 | 0.55093 | 55093 | 0.37677 | 19592.04 | 0.13249 | 11791.61 | 1 | 5000 | 19592.04 | 11791.61 | 0 | 0 | 0 | 0 | 18709.35 | 181290.65 | 18709.35 | 0 | 0 | 0 | 0
2022102620 | 4 | 0.55198 | 55198 | 0.42525 | 22113 | 0.01072 | 954.08 | 1 | 5000 | 22113 | 954.08 | 0 | 0 | 0 | 0 | 27130.92 | 154159.73 | 27130.92 | 0 | 0 | 0 | 0
2022102621 | 4 | 0.54292 | 54292 | 0.50492 | 26255.84 | 0 | 0 | 1 | 5000 | 26255.84 | 0 | 0 | 0 | 0 | 0 | 23036.16 | 131123.57 | 23036.16 | 0 | 0 | 0 | 0
2022102622 | 4 | 0.52469 | 52469 | 0.52902 | 27509.04 | 0 | 0 | 1 | 5000 | 27509.04 | 0 | 0 | 0 | 0 | 0 | 19959.96 | 111163.61 | 19959.96 | 0 | 0 | 0 | 0
2022102623 | 4 | 0.49274 | 49274 | 0.53196 | 27661.92 | 0 | 0 | 1 | 5000 | 27661.92 | 0 | 0 | 0 | 0 | 0 | 16612.08 | 94551.53 | 16612.08 | 0 | 0 | 0 | 0
2022102624 | 4 | 0.46151 | 46151 | 0.53243 | 27686.36 | 0 | 0 | 1 | 5000 | 27686.36 | 0 | 0 | 0 | 0 | 0 | 13464.64 | 81086.89 | 13464.64 | 0 | 0 | 0 | 0
2022102701 | 5 | 0.43944 | 43944 | 0.53965 | 28061.8 | 0 | 0 | 1 | 5000 | 28061.8 | 0 | 0 | 0 | 0 | 0 | 10882.2 | 70204.69 | 10882.2 | 0 | 0 | 0 | 0
2022102702 | 5 | 0.42712 | 42712 | 0.54293 | 28232.36 | 0 | 0 | 1 | 5000 | 28232.36 | 0 | 0 | 0 | 0 | 0 | 9479.64 | 60725.05 | 9479.64 | 0 | 0 | 0 | 0
2022102703 | 5 | 0.42029 | 42029 | 0.53918 | 28037.36 | 0 | 0 | 1 | 5000 | 28037.36 | 0 | 0 | 0 | 0 | 0 | 8991.64 | 51733.41 | 8991.64 | 0 | 0 | 0 | 0
2022102704 | 5 | 0.41683 | 41683 | 0.53371 | 27752.92 | 0 | 0 | 1 | 5000 | 27752.92 | 0 | 0 | 0 | 0 | 0 | 8930.08 | 42803.33 | 8930.08 | 0 | 0 | 0 | 0
2022102705 | 5 | 0.4243 | 42430 | 0.53009 | 27564.68 | 0 | 0 | 1 | 5000 | 27564.68 | 0 | 0 | 0 | 0 | 0 | 9865.32 | 32938.01 | 9865.32 | 0 | 0 | 0 | 0
2022102706 | 5 | 0.44702 | 44702 | 0.53042 | 27581.84 | 0 | 0 | 1 | 5000 | 27581.84 | 0 | 0 | 0 | 0 | 0 | 12120.16 | 20817.85 | 12120.16 | 0 | 0 | 0 | 0
2022102707 | 5 | 0.48394 | 48394 | 0.52548 | 27324.96 | 0 | 0 | 1 | 5000 | 27324.96 | 0 | 0 | 0 | 0 | 0 | 16069.04 | 4748.81 | 16069.04 | 0 | 0 | 0 | 0
2022102708 | 5 | 0.50271 | 50271 | 0.52648 | 27376.96 | 0.00231 | 205.59 | 1 | 5000 | 27376.96 | 205.59 | 0 | 0 | 0 | 0 | 17688.45 | 0 | 4748.81 | 0 | 0 | 0 | 12939.64
2022102709 | 5 | 0.50413 | 50413 | 0.51477 | 26768.04 | 0.1309 | 11650.1 | 1 | 5000 | 26768.04 | 11650.1 | 0 | 0 | 0 | 0 | 6994.86 | 0 | 0 | 0 | 0 | 0 | 6994.86
2022102710 | 5 | 0.50897 | 50897 | 0.46686 | 24276.72 | 0.37768 | 33613.52 | 1 | 5000 | 24276.72 | 21620.28 | 0 | 0 | 11993.24 | 11993.24 | 0 | 10194.254 | 0 | 0 | 0 | 10194.254 | 0
2022102711 | 5 | 0.51235 | 51235 | 0.49199 | 25583.48 | 0.42331 | 37674.59 | 1 | 5000 | 25583.48 | 20651.52 | 0 | 0 | 17023.07 | 17023.07 | 0 | 24663.8635 | 0 | 0 | 0 | 14469.6095 | 0
2022102712 | 5 | 0.51715 | 51715 | 0.50552 | 26287.04 | 0.40947 | 36442.83 | 1 | 5000 | 26287.04 | 20427.96 | 0 | 0 | 16014.87 | 16014.87 | 0 | 38276.503 | 0 | 0 | 0 | 13612.6395 | 0
2022102713 | 5 | 0.52256 | 52256 | 0.50453 | 26235.56 | 0.41724 | 37134.36 | 1 | 5000 | 26235.56 | 21020.44 | 0 | 0 | 16113.92 | 16113.92 | 0 | 51973.335 | 0 | 0 | 0 | 13696.832 | 0
2022102714 | 5 | 0.53296 | 53296 | 0.50522 | 26271.44 | 0.41515 | 36948.35 | 1 | 5000 | 26271.44 | 22024.56 | 0 | 0 | 14923.79 | 14923.79 | 0 | 64658.5565 | 0 | 0 | 0 | 12685.2215 | 0
2022102715 | 5 | 0.54479 | 54479 | 0.49431 | 25704.12 | 0.44675 | 39760.75 | 1 | 5000 | 25704.12 | 23774.88 | 0 | 0 | 15985.87 | 15985.87 | 0 | 78246.546 | 0 | 0 | 0 | 13587.9895 | 0
2022102716 | 5 | 0.55537 | 55537 | 0.47084 | 24483.68 | 0.45142 | 40176.38 | 1 | 5000 | 24483.68 | 26053.32 | 0 | 0 | 14123.06 | 14123.06 | 0 | 90251.147 | 0 | 0 | 0 | 12004.601 | 0
2022102717 | 5 | 0.5637 | 56370 | 0.44683 | 23235.16 | 0.42638 | 37947.82 | 1 | 5000 | 23235.16 | 28134.84 | 0 | 0 | 9812.98 | 9812.98 | 0 | 98592.18 | 0 | 0 | 0 | 8341.033 | 0
2022102718 | 5 | 0.56062 | 56062 | 0.43387 | 22561.24 | 0.32445 | 28876.05 | 1 | 5000 | 22561.24 | 28500.76 | 0 | 0 | 375.29 | 375.29 | 0 | 98911.1765 | 0 | 0 | 0 | 318.9965 | 0
2022102719 | 5 | 0.55684 | 55684 | 0.43163 | 22444.76 | 0.08502 | 7566.78 | 1 | 5000 | 22444.76 | 7566.78 | 0 | 0 | 0 | 0 | 20672.46 | 78238.7165 | 20672.46 | 0 | 0 | 0 | 0
2022102720 | 5 | 0.56231 | 56231 | 0.4779 | 24850.8 | 0.00033 | 29.37 | 1 | 5000 | 24850.8 | 29.37 | 0 | 0 | 0 | 0 | 26350.83 | 51887.8865 | 26350.83 | 0 | 0 | 0 | 0
2022102721 | 5 | 0.55949 | 55949 | 0.54329 | 28251.08 | 0 | 0 | 1 | 5000 | 28251.08 | 0 | 0 | 0 | 0 | 0 | 22697.92 | 29189.9665 | 22697.92 | 0 | 0 | 0 | 0
2022102722 | 5 | 0.54292 | 54292 | 0.55569 | 28895.88 | 0 | 0 | 1 | 5000 | 28895.88 | 0 | 0 | 0 | 0 | 0 | 20396.12 | 8793.8465 | 20396.12 | 0 | 0 | 0 | 0
2022102723 | 5 | 0.51414 | 51414 | 0.52391 | 27243.32 | 4e-05 | 3.56 | 1 | 5000 | 27243.32 | 3.56 | 0 | 0 | 0 | 0 | 19167.12 | 0 | 8793.8465 | 0 | 0 | 0 | 10373.2735
2022102724 | 5 | 0.4804 | 48040 | 0.45862 | 23848.24 | 4e-05 | 3.56 | 1 | 5000 | 23848.24 | 3.56 | 0 | 0 | 0 | 0 | 19188.2 | 0 | 0 | 0 | 0 | 0 | 19188.2
2022102801 | 6 | 0.45495 | 45495 | 0.40381 | 20998.12 | 4e-05 | 3.56 | 1 | 5000 | 20998.12 | 3.56 | 0 | 0 | 0 | 0 | 19493.32 | 0 | 0 | 0 | 0 | 0 | 19493.32
2022102802 | 6 | 0.43965 | 43965 | 0.39065 | 20313.8 | 0 | 0 | 1 | 5000 | 20313.8 | 0 | 0 | 0 | 0 | 0 | 18651.2 | 0 | 0 | 0 | 0 | 0 | 18651.2
2022102803 | 6 | 0.43127 | 43127 | 0.38592 | 20067.84 | 4e-05 | 3.56 | 1 | 5000 | 20067.84 | 3.56 | 0 | 0 | 0 | 0 | 18055.6 | 0 | 0 | 0 | 0 | 0 | 18055.6
2022102804 | 6 | 0.42531 | 42531 | 0.33737 | 17543.24 | 4e-05 | 3.56 | 1 | 5000 | 17543.24 | 3.56 | 0 | 0 | 0 | 0 | 19984.2 | 0 | 0 | 0 | 0 | 0 | 19984.2
2022102805 | 6 | 0.43395 | 43395 | 0.38567 | 20054.84 | 0 | 0 | 1 | 5000 | 20054.84 | 0 | 0 | 0 | 0 | 0 | 18340.16 | 0 | 0 | 0 | 0 | 0 | 18340.16
2022102806 | 6 | 0.45359 | 45359 | 0.4233 | 22011.6 | 0 | 0 | 1 | 5000 | 22011.6 | 0 | 0 | 0 | 0 | 0 | 18347.4 | 0 | 0 | 0 | 0 | 0 | 18347.4
2022102807 | 6 | 0.48742 | 48742 | 0.44376 | 23075.52 | 4e-05 | 3.56 | 1 | 5000 | 23075.52 | 3.56 | 0 | 0 | 0 | 0 | 20662.92 | 0 | 0 | 0 | 0 | 0 | 20662.92
2022102808 | 6 | 0.50684 | 50684 | 0.40065 | 20833.8 | 0.00013 | 11.57 | 1 | 5000 | 20833.8 | 11.57 | 0 | 0 | 0 | 0 | 24838.63 | 0 | 0 | 0 | 0 | 0 | 24838.63
2022102809 | 6 | 0.5126 | 51260 | 0.37241 | 19365.32 | 0.03587 | 3192.43 | 1 | 5000 | 19365.32 | 3192.43 | 0 | 0 | 0 | 0 | 23702.25 | 0 | 0 | 0 | 0 | 0 | 23702.25
2022102810 | 6 | 0.52803 | 52803 | 0.37495 | 19497.4 | 0.21761 | 19367.29 | 1 | 5000 | 19497.4 | 19367.29 | 0 | 0 | 0 | 0 | 8938.31 | 0 | 0 | 0 | 0 | 0 | 8938.31
2022102811 | 6 | 0.53839 | 53839 | 0.39145 | 20355.4 | 0.30169 | 26850.41 | 1 | 5000 | 20355.4 | 26850.41 | 0 | 0 | 0 | 0 | 1633.19 | 0 | 0 | 0 | 0 | 0 | 1633.19
2022102812 | 6 | 0.53922 | 53922 | 0.37568 | 19535.36 | 0.2592 | 23068.8 | 1 | 5000 | 19535.36 | 23068.8 | 0 | 0 | 0 | 0 | 6317.84 | 0 | 0 | 0 | 0 | 0 | 6317.84
2022102813 | 6 | 0.5441 | 54410 | 0.41368 | 21511.36 | 0.28493 | 25358.77 | 1 | 5000 | 21511.36 | 25358.77 | 0 | 0 | 0 | 0 | 2539.87 | 0 | 0 | 0 | 0 | 0 | 2539.87
2022102814 | 6 | 0.55016 | 55016 | 0.475 | 24700 | 0.2768 | 24635.2 | 1 | 5000 | 24700 | 24635.2 | 0 | 0 | 0 | 0 | 680.8 | 0 | 0 | 0 | 0 | 0 | 680.8
2022102815 | 6 | 0.54748 | 54748 | 0.52714 | 27411.28 | 0.31414 | 27958.46 | 1 | 5000 | 27411.28 | 22336.72 | 0 | 0 | 5621.74 | 5621.74 | 0 | 4778.479 | 0 | 0 | 0 | 4778.479 | 0
2022102816 | 6 | 0.54659 | 54659 | 0.56265 | 29257.8 | 0.30264 | 26934.96 | 1 | 5000 | 29257.8 | 20401.2 | 0 | 0 | 6533.76 | 6533.76 | 0 | 10332.175 | 0 | 0 | 0 | 5553.696 | 0
2022102817 | 6 | 0.54714 | 54714 | 0.56169 | 29207.88 | 0.23917 | 21286.13 | 1 | 5000 | 29207.88 | 20506.12 | 0 | 0 | 780.01 | 780.01 | 0 | 10995.1835 | 0 | 0 | 0 | 663.0085 | 0
2022102818 | 6 | 0.545 | 54500 | 0.54183 | 28175.16 | 0.18652 | 16600.28 | 1 | 5000 | 28175.16 | 16600.28 | 0 | 0 | 0 | 0 | 4724.56 | 6270.6235 | 4724.56 | 0 | 0 | 0 | 0
2022102819 | 6 | 0.54405 | 54405 | 0.52741 | 27425.32 | 0.04962 | 4416.18 | 1 | 5000 | 27425.32 | 4416.18 | 0 | 0 | 0 | 0 | 17563.5 | 0 | 6270.6235 | 0 | 0 | 0 | 11292.8765
2022102820 | 6 | 0.53999 | 53999 | 0.46365 | 24109.8 | 9e-05 | 8.01 | 1 | 5000 | 24109.8 | 8.01 | 0 | 0 | 0 | 0 | 24881.19 | 0 | 0 | 0 | 0 | 0 | 24881.19
2022102821 | 6 | 0.52485 | 52485 | 0.42142 | 21913.84 | 0 | 0 | 1 | 5000 | 21913.84 | 0 | 0 | 0 | 0 | 0 | 25571.16 | 0 | 0 | 0 | 0 | 0 | 25571.16
2022102822 | 6 | 0.50718 | 50718 | 0.36006 | 18723.12 | 0 | 0 | 1 | 5000 | 18723.12 | 0 | 0 | 0 | 0 | 0 | 26994.88 | 0 | 0 | 0 | 0 | 0 | 26994.88
2022102823 | 6 | 0.48518 | 48518 | 0.31503 | 16381.56 | 0 | 0 | 1 | 5000 | 16381.56 | 0 | 0 | 0 | 0 | 0 | 27136.44 | 0 | 0 | 0 | 0 | 0 | 27136.44
2022102824 | 6 | 0.46224 | 46224 | 0.29231 | 15200.12 | 0 | 0 | 1 | 5000 | 15200.12 | 0 | 0 | 0 | 0 | 0 | 26023.88 | 0 | 0 | 0 | 0 | 0 | 26023.88
2022102901 | 7 | 0.43962 | 43962 | 0.27216 | 14152.32 | 0 | 0 | 1 | 5000 | 14152.32 | 0 | 0 | 0 | 0 | 0 | 24809.68 | 0 | 0 | 0 | 0 | 0 | 24809.68
2022102902 | 7 | 0.42647 | 42647 | 0.27175 | 14131 | 0 | 0 | 1 | 5000 | 14131 | 0 | 0 | 0 | 0 | 0 | 23516 | 0 | 0 | 0 | 0 | 0 | 23516
2022102903 | 7 | 0.41745 | 41745 | 0.27048 | 14064.96 | 0 | 0 | 1 | 5000 | 14064.96 | 0 | 0 | 0 | 0 | 0 | 22680.04 | 0 | 0 | 0 | 0 | 0 | 22680.04
2022102904 | 7 | 0.41205 | 41205 | 0.26718 | 13893.36 | 0 | 0 | 1 | 5000 | 13893.36 | 0 | 0 | 0 | 0 | 0 | 22311.64 | 0 | 0 | 0 | 0 | 0 | 22311.64
2022102905 | 7 | 0.41063 | 41063 | 0.25284 | 13147.68 | 0 | 0 | 1 | 5000 | 13147.68 | 0 | 0 | 0 | 0 | 0 | 22915.32 | 0 | 0 | 0 | 0 | 0 | 22915.32
2022102906 | 7 | 0.41736 | 41736 | 0.24698 | 12842.96 | 0 | 0 | 1 | 5000 | 12842.96 | 0 | 0 | 0 | 0 | 0 | 23893.04 | 0 | 0 | 0 | 0 | 0 | 23893.04
2022102907 | 7 | 0.42814 | 42814 | 0.24974 | 12986.48 | 0 | 0 | 1 | 5000 | 12986.48 | 0 | 0 | 0 | 0 | 0 | 24827.52 | 0 | 0 | 0 | 0 | 0 | 24827.52
2022102908 | 7 | 0.44679 | 44679 | 0.25611 | 13317.72 | 0.00122 | 108.58 | 1 | 5000 | 13317.72 | 108.58 | 0 | 0 | 0 | 0 | 26252.7 | 0 | 0 | 0 | 0 | 0 | 26252.7
2022102909 | 7 | 0.46286 | 46286 | 0.25851 | 13442.52 | 0.10961 | 9755.29 | 1 | 5000 | 13442.52 | 9755.29 | 0 | 0 | 0 | 0 | 18088.19 | 0 | 0 | 0 | 0 | 0 | 18088.19
2022102910 | 7 | 0.47709 | 47709 | 0.19517 | 10148.84 | 0.38138 | 33942.82 | 1 | 5000 | 10148.84 | 32560.16 | 0 | 0 | 1382.66 | 1382.66 | 0 | 1175.261 | 0 | 0 | 0 | 1175.261 | 0
2022102911 | 7 | 0.48683 | 48683 | 0.2105 | 10946 | 0.53041 | 47206.49 | 1 | 5000 | 10946 | 32737 | 0 | 0 | 14469.49 | 14469.49 | 0 | 13474.3275 | 0 | 0 | 0 | 12299.0665 | 0
2022102912 | 7 | 0.48865 | 48865 | 0.21414 | 11135.28 | 0.57471 | 51149.19 | 1 | 5000 | 11135.28 | 32729.72 | 0 | 0 | 18419.47 | 18419.47 | 0 | 29130.877 | 0 | 0 | 0 | 15656.5495 | 0
2022102913 | 7 | 0.49044 | 49044 | 0.22821 | 11866.92 | 0.61328 | 54581.92 | 1 | 5000 | 11866.92 | 32177.08 | 0 | 0 | 22404.84 | 22404.84 | 0 | 48174.991 | 0 | 0 | 0 | 19044.114 | 0
2022102914 | 7 | 0.4905 | 49050 | 0.22214 | 11551.28 | 0.60736 | 54055.04 | 1 | 5000 | 11551.28 | 32498.72 | 0 | 0 | 21556.32 | 21556.32 | 0 | 66497.863 | 0 | 0 | 0 | 18322.872 | 0
2022102915 | 7 | 0.49018 | 49018 | 0.20858 | 10846.16 | 0.58881 | 52404.09 | 1 | 5000 | 10846.16 | 33171.84 | 0 | 0 | 19232.25 | 19232.25 | 0 | 82845.2755 | 0 | 0 | 0 | 16347.4125 | 0
2022102916 | 7 | 0.49071 | 49071 | 0.18572 | 9657.44 | 0.58835 | 52363.15 | 1 | 5000 | 9657.44 | 34413.56 | 0 | 0 | 17949.59 | 17949.59 | 0 | 98102.427 | 0 | 0 | 0 | 15257.1515 | 0
2022102917 | 7 | 0.49372 | 49372 | 0.14969 | 7783.88 | 0.57337 | 51029.93 | 1 | 5000 | 7783.88 | 36588.12 | 0 | 0 | 14441.81 | 14441.81 | 0 | 110377.9655 | 0 | 0 | 0 | 12275.5385 | 0
2022102918 | 7 | 0.49441 | 49441 | 0.10242 | 5325.84 | 0.43649 | 38847.61 | 1 | 5000 | 5325.84 | 38847.61 | 0 | 0 | 0 | 0 | 267.55 | 110110.4155 | 267.55 | 0 | 0 | 0 | 0
2022102919 | 7 | 0.49675 | 49675 | 0.05239 | 2724.28 | 0.09735 | 8664.15 | 1 | 5000 | 2724.28 | 8664.15 | 0 | 0 | 0 | 0 | 33286.57 | 76823.8455 | 33286.57 | 0 | 0 | 0 | 0
2022102920 | 7 | 0.49738 | 49738 | 0.03476 | 1807.52 | 0.0001 | 8.9 | 1 | 5000 | 1807.52 | 8.9 | 0 | 0 | 0 | 0 | 42921.58 | 33902.2655 | 42921.58 | 0 | 0 | 0 | 0
2022102921 | 7 | 0.4915 | 49150 | 0.03096 | 1609.92 | 0 | 0 | 1 | 5000 | 1609.92 | 0 | 0 | 0 | 0 | 0 | 42540.08 | 0 | 33902.2655 | 0 | 0 | 0 | 8637.8145
2022102922 | 7 | 0.47934 | 47934 | 0.03437 | 1787.24 | 0 | 0 | 1 | 5000 | 1787.24 | 0 | 0 | 0 | 0 | 0 | 41146.76 | 0 | 0 | 0 | 0 | 0 | 41146.76
2022102923 | 7 | 0.46389 | 46389 | 0.04374 | 2274.48 | 0 | 0 | 1 | 5000 | 2274.48 | 0 | 0 | 0 | 0 | 0 | 39114.52 | 0 | 0 | 0 | 0 | 0 | 39114.52
2022102924 | 7 | 0.44619 | 44619 | 0.0464 | 2412.8 | 0 | 0 | 1 | 5000 | 2412.8 | 0 | 0 | 0 | 0 | 0 | 37206.2 | 0 | 0 | 0 | 0 | 0 | 37206.2
2022103001 | 1 | 0.43032 | 43032 | 0.0469 | 2438.8 | 0 | 0 | 1 | 5000 | 2438.8 | 0 | 0 | 0 | 0 | 0 | 35593.2 | 0 | 0 | 0 | 0 | 0 | 35593.2
2022103002 | 1 | 0.41862 | 41862 | 0.04832 | 2512.64 | 0 | 0 | 1 | 5000 | 2512.64 | 0 | 0 | 0 | 0 | 0 | 34349.36 | 0 | 0 | 0 | 0 | 0 | 34349.36
2022103003 | 1 | 0.41046 | 41046 | 0.05373 | 2793.96 | 0 | 0 | 1 | 5000 | 2793.96 | 0 | 0 | 0 | 0 | 0 | 33252.04 | 0 | 0 | 0 | 0 | 0 | 33252.04
2022103004 | 1 | 0.40753 | 40753 | 0.05734 | 2981.68 | 0 | 0 | 1 | 5000 | 2981.68 | 0 | 0 | 0 | 0 | 0 | 32771.32 | 0 | 0 | 0 | 0 | 0 | 32771.32
2022103005 | 1 | 0.40733 | 40733 | 0.07097 | 3690.44 | 0 | 0 | 1 | 5000 | 3690.44 | 0 | 0 | 0 | 0 | 0 | 32042.56 | 0 | 0 | 0 | 0 | 0 | 32042.56
2022103006 | 1 | 0.40848 | 40848 | 0.08147 | 4236.44 | 0 | 0 | 1 | 5000 | 4236.44 | 0 | 0 | 0 | 0 | 0 | 31611.56 | 0 | 0 | 0 | 0 | 0 | 31611.56
2022103007 | 1 | 0.41571 | 41571 | 0.09277 | 4824.04 | 0 | 0 | 1 | 5000 | 4824.04 | 0 | 0 | 0 | 0 | 0 | 31746.96 | 0 | 0 | 0 | 0 | 0 | 31746.96
2022103008 | 1 | 0.42729 | 42729 | 0.09181 | 4774.12 | 0.00118 | 105.02 | 1 | 5000 | 4774.12 | 105.02 | 0 | 0 | 0 | 0 | 32849.86 | 0 | 0 | 0 | 0 | 0 | 32849.86
2022103009 | 1 | 0.44212 | 44212 | 0.08114 | 4219.28 | 0.1467 | 13056.3 | 1 | 5000 | 4219.28 | 13056.3 | 0 | 0 | 0 | 0 | 21936.42 | 0 | 0 | 0 | 0 | 0 | 21936.42
2022103010 | 1 | 0.46033 | 46033 | 0.05232 | 2720.64 | 0.57656 | 51313.84 | 1 | 5000 | 2720.64 | 38312.36 | 0 | 0 | 13001.48 | 13001.48 | 0 | 11051.258 | 0 | 0 | 0 | 11051.258 | 0
2022103011 | 1 | 0.467 | 46700 | 0.02232 | 1160.64 | 0.69785 | 62108.65 | 1 | 5000 | 1160.64 | 40539.36 | 0 | 0 | 21569.29 | 21569.29 | 0 | 29385.1545 | 0 | 0 | 0 | 18333.8965 | 0
2022103012 | 1 | 0.47319 | 47319 | 0.01736 | 902.72 | 0.68676 | 61121.64 | 1 | 5000 | 902.72 | 41416.28 | 0 | 0 | 19705.36 | 19705.36 | 0 | 46134.7105 | 0 | 0 | 0 | 16749.556 | 0
2022103013 | 1 | 0.48422 | 48422 | 0.0158 | 821.6 | 0.67737 | 60285.93 | 1 | 5000 | 821.6 | 42600.4 | 0 | 0 | 17685.53 | 17685.53 | 0 | 61167.411 | 0 | 0 | 0 | 15032.7005 | 0
2022103014 | 1 | 0.49582 | 49582 | 0.01444 | 750.88 | 0.66532 | 59213.48 | 1 | 5000 | 750.88 | 43831.12 | 0 | 0 | 15382.36 | 15382.36 | 0 | 74242.417 | 0 | 0 | 0 | 13075.006 | 0
2022103015 | 1 | 0.50645 | 50645 | 0.01424 | 740.48 | 0.66438 | 59129.82 | 1 | 5000 | 740.48 | 44904.52 | 0 | 0 | 14225.3 | 14225.3 | 0 | 86333.922 | 0 | 0 | 0 | 12091.505 | 0
2022103016 | 1 | 0.51839 | 51839 | 0.01732 | 900.64 | 0.6509 | 57930.1 | 1 | 5000 | 900.64 | 45938.36 | 0 | 0 | 11991.74 | 11991.74 | 0 | 96526.901 | 0 | 0 | 0 | 10192.979 | 0
2022103017 | 1 | 0.52843 | 52843 | 0.02284 | 1187.68 | 0.58657 | 52204.73 | 1 | 5000 | 1187.68 | 46655.32 | 0 | 0 | 5549.41 | 5549.41 | 0 | 101243.8995 | 0 | 0 | 0 | 4716.9985 | 0
2022103018 | 1 | 0.53229 | 53229 | 0.03116 | 1620.32 | 0.43439 | 38660.71 | 1 | 5000 | 1620.32 | 38660.71 | 0 | 0 | 0 | 0 | 7947.97 | 93295.9295 | 7947.97 | 0 | 0 | 0 | 7.276e-12
2022103019 | 1 | 0.53461 | 53461 | 0.03688 | 1917.76 | 0.06907 | 6147.23 | 1 | 5000 | 1917.76 | 6147.23 | 0 | 0 | 0 | 0 | 40396.01 | 52899.9195 | 40396.01 | 0 | 0 | 0 | 0
2022103020 | 1 | 0.54243 | 54243 | 0.05265 | 2737.8 | 0 | 0 | 1 | 5000 | 2737.8 | 0 | 0 | 0 | 0 | 0 | 46505.2 | 6394.7195 | 46505.2 | 0 | 0 | 0 | 0
2022103021 | 1 | 0.53157 | 53157 | 0.06824 | 3548.48 | 0 | 0 | 1 | 5000 | 3548.48 | 0 | 0 | 0 | 0 | 0 | 44608.52 | 0 | 6394.7195 | 0 | 0 | 0 | 38213.8005
2022103022 | 1 | 0.51159 | 51159 | 0.09787 | 5089.24 | 0 | 0 | 1 | 5000 | 5089.24 | 0 | 0 | 0 | 0 | 0 | 41069.76 | 0 | 0 | 0 | 0 | 0 | 41069.76
2022103023 | 1 | 0.48414 | 48414 | 0.10599 | 5511.48 | 0 | 0 | 1 | 5000 | 5511.48 | 0 | 0 | 0 | 0 | 0 | 37902.52 | 0 | 0 | 0 | 0 | 0 | 37902.52
2022103024 | 1 | 0.45311 | 45311 | 0.11362 | 5908.24 | 0 | 0 | 1 | 5000 | 5908.24 | 0 | 0 | 0 | 0 | 0 | 34402.76 | 0 | 0 | 0 | 0 | 0 | 34402.76
2022103101 | 2 | 0.42946 | 42946 | 0.11998 | 6238.96 | 0 | 0 | 1 | 5000 | 6238.96 | 0 | 0 | 0 | 0 | 0 | 31707.04 | 0 | 0 | 0 | 0 | 0 | 31707.04
2022103102 | 2 | 0.41519 | 41519 | 0.11885 | 6180.2 | 0 | 0 | 1 | 5000 | 6180.2 | 0 | 0 | 0 | 0 | 0 | 30338.8 | 0 | 0 | 0 | 0 | 0 | 30338.8
2022103103 | 2 | 0.40924 | 40924 | 0.12386 | 6440.72 | 0 | 0 | 1 | 5000 | 6440.72 | 0 | 0 | 0 | 0 | 0 | 29483.28 | 0 | 0 | 0 | 0 | 0 | 29483.28
2022103104 | 2 | 0.40707 | 40707 | 0.12086 | 6284.72 | 0 | 0 | 1 | 5000 | 6284.72 | 0 | 0 | 0 | 0 | 0 | 29422.28 | 0 | 0 | 0 | 0 | 0 | 29422.28
2022103105 | 2 | 0.41534 | 41534 | 0.11193 | 5820.36 | 0 | 0 | 1 | 5000 | 5820.36 | 0 | 0 | 0 | 0 | 0 | 30713.64 | 0 | 0 | 0 | 0 | 0 | 30713.64
2022103106 | 2 | 0.4355 | 43550 | 0.09598 | 4990.96 | 0 | 0 | 1 | 5000 | 4990.96 | 0 | 0 | 0 | 0 | 0 | 33559.04 | 0 | 0 | 0 | 0 | 0 | 33559.04
2022103107 | 2 | 0.47329 | 47329 | 0.08769 | 4559.88 | 0 | 0 | 1 | 5000 | 4559.88 | 0 | 0 | 0 | 0 | 0 | 37769.12 | 0 | 0 | 0 | 0 | 0 | 37769.12
2022103108 | 2 | 0.49667 | 49667 | 0.08875 | 4615 | 0.00108 | 96.12 | 1 | 5000 | 4615 | 96.12 | 0 | 0 | 0 | 0 | 39955.88 | 0 | 0 | 0 | 0 | 0 | 39955.88
2022103109 | 2 | 0.49981 | 49981 | 0.09033 | 4697.16 | 0.09913 | 8822.57 | 1 | 5000 | 4697.16 | 8822.57 | 0 | 0 | 0 | 0 | 31461.27 | 0 | 0 | 0 | 0 | 0 | 31461.27
2022103110 | 2 | 0.50546 | 50546 | 0.08189 | 4258.28 | 0.36678 | 32643.42 | 1 | 5000 | 4258.28 | 32643.42 | 0 | 0 | 0 | 0 | 8644.3 | 0 | 0 | 0 | 0 | 0 | 8644.3
2022103111 | 2 | 0.51107 | 51107 | 0.07485 | 3892.2 | 0.51077 | 45458.53 | 1 | 5000 | 3892.2 | 42214.8 | 0 | 0 | 3243.73 | 3243.73 | 0 | 2757.1705 | 0 | 0 | 0 | 2757.1705 | 0
2022103112 | 2 | 0.51814 | 51814 | 0.09461 | 4919.72 | 0.54946 | 48901.94 | 1 | 5000 | 4919.72 | 41894.28 | 0 | 0 | 7007.66 | 7007.66 | 0 | 8713.6815 | 0 | 0 | 0 | 5956.511 | 0
2022103113 | 2 | 0.52743 | 52743 | 0.11197 | 5822.44 | 0.5782 | 51459.8 | 1 | 5000 | 5822.44 | 41920.56 | 0 | 0 | 9539.24 | 9539.24 | 0 | 16822.0355 | 0 | 0 | 0 | 8108.354 | 0
2022103114 | 2 | 0.54091 | 54091 | 0.1282 | 6666.4 | 0.56033 | 49869.37 | 1 | 5000 | 6666.4 | 42424.6 | 0 | 0 | 7444.77 | 7444.77 | 0 | 23150.09 | 0 | 0 | 0 | 6328.0545 | 0
2022103115 | 2 | 0.55045 | 55045 | 0.13571 | 7056.92 | 0.5622 | 50035.8 | 1 | 5000 | 7056.92 | 42988.08 | 0 | 0 | 7047.72 | 7047.72 | 0 | 29140.652 | 0 | 0 | 0 | 5990.562 | 0
2022103116 | 2 | 0.56025 | 56025 | 0.13647 | 7096.44 | 0.53396 | 47522.44 | 1 | 5000 | 7096.44 | 43928.56 | 0 | 0 | 3593.88 | 3593.88 | 0 | 32195.45 | 0 | 0 | 0 | 3054.798 | 0
2022103117 | 2 | 0.56945 | 56945 | 0.13737 | 7143.24 | 0.44522 | 39624.58 | 1 | 5000 | 7143.24 | 39624.58 | 0 | 0 | 0 | 0 | 5177.18 | 27018.27 | 5177.18 | 0 | 0 | 0 | 0
2022103118 | 2 | 0.56735 | 56735 | 0.13972 | 7265.44 | 0.27809 | 24750.01 | 1 | 5000 | 7265.44 | 24750.01 | 0 | 0 | 0 | 0 | 19719.55 | 7298.72 | 19719.55 | 0 | 0 | 0 | 0
2022103119 | 2 | 0.55025 | 55025 | 0.16441 | 8549.32 | 0.04597 | 4091.33 | 1 | 5000 | 8549.32 | 4091.33 | 0 | 0 | 0 | 0 | 37384.35 | 0 | 7298.72 | 0 | 0 | 0 | 30085.63
2022103120 | 2 | 0.5431 | 54310 | 0.2017 | 10488.4 | 5e-05 | 4.45 | 1 | 5000 | 10488.4 | 4.45 | 0 | 0 | 0 | 0 | 38817.15 | 0 | 0 | 0 | 0 | 0 | 38817.15
2022103121 | 2 | 0.53477 | 53477 | 0.234 | 12168 | 0 | 0 | 1 | 5000 | 12168 | 0 | 0 | 0 | 0 | 0 | 36309 | 0 | 0 | 0 | 0 | 0 | 36309
2022103122 | 2 | 0.5247 | 52470 | 0.26345 | 13699.4 | 0 | 0 | 1 | 5000 | 13699.4 | 0 | 0 | 0 | 0 | 0 | 33770.6 | 0 | 0 | 0 | 0 | 0 | 33770.6
2022103123 | 2 | 0.49781 | 49781 | 0.312 | 16224 | 0 | 0 | 1 | 5000 | 16224 | 0 | 0 | 0 | 0 | 0 | 28557 | 0 | 0 | 0 | 0 | 0 | 28557
2022103124 | 2 | 0.46402 | 46402 | 0.34009 | 17684.68 | 0 | 0 | 1 | 5000 | 17684.68 | 0 | 0 | 0 | 0 | 0 | 23717.32 | 0 | 0 | 0 | 0 | 0 | 23717.32
2022110101 | 3 | 0.44353 | 44353 | 0.372 | 19344 | 0 | 0 | 1 | 5000 | 19344 | 0 | 0 | 0 | 0 | 0 | 20009 | 0 | 0 | 0 | 0 | 0 | 20009
2022110102 | 3 | 0.4312 | 43120 | 0.3793 | 19723.6 | 0 | 0 | 1 | 5000 | 19723.6 | 0 | 0 | 0 | 0 | 0 | 18396.4 | 0 | 0 | 0 | 0 | 0 | 18396.4
2022110103 | 3 | 0.42371 | 42371 | 0.36629 | 19047.08 | 0 | 0 | 1 | 5000 | 19047.08 | 0 | 0 | 0 | 0 | 0 | 18323.92 | 0 | 0 | 0 | 0 | 0 | 18323.92
2022110104 | 3 | 0.42013 | 42013 | 0.32356 | 16825.12 | 0 | 0 | 1 | 5000 | 16825.12 | 0 | 0 | 0 | 0 | 0 | 20187.88 | 0 | 0 | 0 | 0 | 0 | 20187.88
2022110105 | 3 | 0.42273 | 42273 | 0.29923 | 15559.96 | 0 | 0 | 1 | 5000 | 15559.96 | 0 | 0 | 0 | 0 | 0 | 21713.04 | 0 | 0 | 0 | 0 | 0 | 21713.04
2022110106 | 3 | 0.44082 | 44082 | 0.30002 | 15601.04 | 0 | 0 | 1 | 5000 | 15601.04 | 0 | 0 | 0 | 0 | 0 | 23480.96 | 0 | 0 | 0 | 0 | 0 | 23480.96
2022110107 | 3 | 0.47503 | 47503 | 0.29779 | 15485.08 | 0 | 0 | 1 | 5000 | 15485.08 | 0 | 0 | 0 | 0 | 0 | 27017.92 | 0 | 0 | 0 | 0 | 0 | 27017.92
2022110108 | 3 | 0.49573 | 49573 | 0.27389 | 14242.28 | 0.00011 | 9.79 | 1 | 5000 | 14242.28 | 9.79 | 0 | 0 | 0 | 0 | 30320.93 | 0 | 0 | 0 | 0 | 0 | 30320.93
2022110109 | 3 | 0.49798 | 49798 | 0.24824 | 12908.48 | 0.06905 | 6145.45 | 1 | 5000 | 12908.48 | 6145.45 | 0 | 0 | 0 | 0 | 25744.07 | 0 | 0 | 0 | 0 | 0 | 25744.07
2022110110 | 3 | 0.50498 | 50498 | 0.19557 | 10169.64 | 0.34832 | 31000.48 | 1 | 5000 | 10169.64 | 31000.48 | 0 | 0 | 0 | 0 | 4327.88 | 0 | 0 | 0 | 0 | 0 | 4327.88
2022110111 | 3 | 0.51416 | 51416 | 0.15445 | 8031.4 | 0.50164 | 44645.96 | 1 | 5000 | 8031.4 | 38384.6 | 0 | 0 | 6261.36 | 6261.36 | 0 | 5322.156 | 0 | 0 | 0 | 5322.156 | 0
2022110112 | 3 | 0.52171 | 52171 | 0.15896 | 8265.92 | 0.54887 | 48849.43 | 1 | 5000 | 8265.92 | 38905.08 | 0 | 0 | 9944.35 | 9944.35 | 0 | 13774.8535 | 0 | 0 | 0 | 8452.6975 | 0
2022110113 | 3 | 0.52727 | 52727 | 0.17414 | 9055.28 | 0.55018 | 48966.02 | 1 | 5000 | 9055.28 | 38671.72 | 0 | 0 | 10294.3 | 10294.3 | 0 | 22525.0085 | 0 | 0 | 0 | 8750.155 | 0
2022110114 | 3 | 0.53408 | 53408 | 0.18735 | 9742.2 | 0.55315 | 49230.35 | 1 | 5000 | 9742.2 | 38665.8 | 0 | 0 | 10564.55 | 10564.55 | 0 | 31504.876 | 0 | 0 | 0 | 8979.8675 | 0
2022110115 | 3 | 0.53821 | 53821 | 0.22189 | 11538.28 | 0.55177 | 49107.53 | 1 | 5000 | 11538.28 | 37282.72 | 0 | 0 | 11824.81 | 11824.81 | 0 | 41555.9645 | 0 | 0 | 0 | 10051.0885 | 0
2022110116 | 3 | 0.5422 | 54220 | 0.262 | 13624 | 0.54334 | 48357.26 | 1 | 5000 | 13624 | 35596 | 0 | 0 | 12761.26 | 12761.26 | 0 | 52403.0355 | 0 | 0 | 0 | 10847.071 | 0
2022110117 | 3 | 0.54878 | 54878 | 0.29389 | 15282.28 | 0.53307 | 47443.23 | 1 | 5000 | 15282.28 | 34595.72 | 0 | 0 | 12847.51 | 12847.51 | 0 | 63323.419 | 0 | 0 | 0 | 10920.3835 | 0
2022110118 | 3 | 0.54864 | 54864 | 0.304 | 15808 | 0.41133 | 36608.37 | 1 | 5000 | 15808 | 34056 | 0 | 0 | 2552.37 | 2552.37 | 0 | 65492.9335 | 0 | 0 | 0 | 2169.5145 | 0
2022110119 | 3 | 0.54988 | 54988 | 0.30905 | 16070.6 | 0.0821 | 7306.9 | 1 | 5000 | 16070.6 | 7306.9 | 0 | 0 | 0 | 0 | 26610.5 | 38882.4335 | 26610.5 | 0 | 0 | 0 | 0
2022110120 | 3 | 0.55557 | 55557 | 0.36932 | 19204.64 | 0.00299 | 266.11 | 1 | 5000 | 19204.64 | 266.11 | 0 | 0 | 0 | 0 | 31086.25 | 7796.1835 | 31086.25 | 0 | 0 | 0 | 0
2022110121 | 3 | 0.54648 | 54648 | 0.44294 | 23032.88 | 0 | 0 | 1 | 5000 | 23032.88 | 0 | 0 | 0 | 0 | 0 | 26615.12 | 0 | 7796.1835 | 0 | 0 | 0 | 18818.9365
2022110122 | 3 | 0.52809 | 52809 | 0.48376 | 25155.52 | 0 | 0 | 1 | 5000 | 25155.52 | 0 | 0 | 0 | 0 | 0 | 22653.48 | 0 | 0 | 0 | 0 | 0 | 22653.48
2022110123 | 3 | 0.50273 | 50273 | 0.50325 | 26169 | 0 | 0 | 1 | 5000 | 26169 | 0 | 0 | 0 | 0 | 0 | 19104 | 0 | 0 | 0 | 0 | 0 | 19104
2022110124 | 3 | 0.47137 | 47137 | 0.49285 | 25628.2 | 0 | 0 | 1 | 5000 | 25628.2 | 0 | 0 | 0 | 0 | 0 | 16508.8 | 0 | 0 | 0 | 0 | 0 | 16508.8
2022110201 | 4 | 0.44815 | 44815 | 0.48103 | 25013.56 | 0 | 0 | 1 | 5000 | 25013.56 | 0 | 0 | 0 | 0 | 0 | 14801.44 | 0 | 0 | 0 | 0 | 0 | 14801.44
2022110202 | 4 | 0.43435 | 43435 | 0.47304 | 24598.08 | 0 | 0 | 1 | 5000 | 24598.08 | 0 | 0 | 0 | 0 | 0 | 13836.92 | 0 | 0 | 0 | 0 | 0 | 13836.92
2022110203 | 4 | 0.42738 | 42738 | 0.46301 | 24076.52 | 0 | 0 | 1 | 5000 | 24076.52 | 0 | 0 | 0 | 0 | 0 | 13661.48 | 0 | 0 | 0 | 0 | 0 | 13661.48
2022110204 | 4 | 0.42343 | 42343 | 0.45696 | 23761.92 | 0 | 0 | 1 | 5000 | 23761.92 | 0 | 0 | 0 | 0 | 0 | 13581.08 | 0 | 0 | 0 | 0 | 0 | 13581.08
2022110205 | 4 | 0.42874 | 42874 | 0.45687 | 23757.24 | 0 | 0 | 1 | 5000 | 23757.24 | 0 | 0 | 0 | 0 | 0 | 14116.76 | 0 | 0 | 0 | 0 | 0 | 14116.76
2022110206 | 4 | 0.44928 | 44928 | 0.45745 | 23787.4 | 0 | 0 | 1 | 5000 | 23787.4 | 0 | 0 | 0 | 0 | 0 | 16140.6 | 0 | 0 | 0 | 0 | 0 | 16140.6
2022110207 | 4 | 0.48278 | 48278 | 0.45055 | 23428.6 | 0 | 0 | 1 | 5000 | 23428.6 | 0 | 0 | 0 | 0 | 0 | 19849.4 | 0 | 0 | 0 | 0 | 0 | 19849.4
2022110208 | 4 | 0.50488 | 50488 | 0.42967 | 22342.84 | 0.0002 | 17.8 | 1 | 5000 | 22342.84 | 17.8 | 0 | 0 | 0 | 0 | 23127.36 | 0 | 0 | 0 | 0 | 0 | 23127.36
2022110209 | 4 | 0.50621 | 50621 | 0.39672 | 20629.44 | 0.03334 | 2967.26 | 1 | 5000 | 20629.44 | 2967.26 | 0 | 0 | 0 | 0 | 22024.3 | 0 | 0 | 0 | 0 | 0 | 22024.3
2022110210 | 4 | 0.51304 | 51304 | 0.36387 | 18921.24 | 0.16489 | 14675.21 | 1 | 5000 | 18921.24 | 14675.21 | 0 | 0 | 0 | 0 | 12707.55 | 0 | 0 | 0 | 0 | 0 | 12707.55
2022110211 | 4 | 0.51921 | 51921 | 0.38483 | 20011.16 | 0.30483 | 27129.87 | 1 | 5000 | 20011.16 | 26909.84 | 0 | 0 | 220.03 | 220.03 | 0 | 187.0255 | 0 | 0 | 0 | 187.0255 | 0
2022110212 | 4 | 0.529 | 52900 | 0.38683 | 20115.16 | 0.41164 | 36635.96 | 1 | 5000 | 20115.16 | 27784.84 | 0 | 0 | 8851.12 | 8851.12 | 0 | 7710.4775 | 0 | 0 | 0 | 7523.452 | 0
2022110213 | 4 | 0.53933 | 53933 | 0.37 | 19240 | 0.46593 | 41467.77 | 1 | 5000 | 19240 | 29693 | 0 | 0 | 11774.77 | 11774.77 | 0 | 17719.032 | 0 | 0 | 0 | 10008.5545 | 0
2022110214 | 4 | 0.55434 | 55434 | 0.37584 | 19543.68 | 0.46103 | 41031.67 | 1 | 5000 | 19543.68 | 30890.32 | 0 | 0 | 10141.35 | 10141.35 | 0 | 26339.1795 | 0 | 0 | 0 | 8620.1475 | 0
2022110215 | 4 | 0.56569 | 56569 | 0.39728 | 20658.56 | 0.40182 | 35761.98 | 1 | 5000 | 20658.56 | 30910.44 | 0 | 0 | 4851.54 | 4851.54 | 0 | 30462.9885 | 0 | 0 | 0 | 4123.809 | 0
2022110216 | 4 | 0.57437 | 57437 | 0.41275 | 21463 | 0.32008 | 28487.12 | 1 | 5000 | 21463 | 28487.12 | 0 | 0 | 0 | 0 | 2486.88 | 27976.1085 | 2486.88 | 0 | 0 | 0 | 0
2022110217 | 4 | 0.58345 | 58345 | 0.41486 | 21572.72 | 0.25722 | 22892.58 | 1 | 5000 | 21572.72 | 22892.58 | 0 | 0 | 0 | 0 | 8879.7 | 19096.4085 | 8879.7 | 0 | 0 | 0 | 0
2022110218 | 4 | 0.5854 | 58540 | 0.4289 | 22302.8 | 0.14664 | 13050.96 | 1 | 5000 | 22302.8 | 13050.96 | 0 | 0 | 0 | 0 | 18186.24 | 910.1685 | 18186.24 | 0 | 0 | 0 | 0
2022110219 | 4 | 0.58344 | 58344 | 0.4205 | 21866 | 0.03871 | 3445.19 | 1 | 5000 | 21866 | 3445.19 | 0 | 0 | 0 | 0 | 28032.81 | 0 | 910.1685 | 0 | 0 | 0 | 27122.6415
2022110220 | 4 | 0.58916 | 58916 | 0.44623 | 23203.96 | 0 | 0 | 1 | 5000 | 23203.96 | 0 | 0 | 0 | 0 | 0 | 30712.04 | 0 | 0 | 0 | 0 | 0 | 30712.04
2022110221 | 4 | 0.57827 | 57827 | 0.47899 | 24907.48 | 0 | 0 | 1 | 5000 | 24907.48 | 0 | 0 | 0 | 0 | 0 | 27919.52 | 0 | 0 | 0 | 0 | 0 | 27919.52
2022110222 | 4 | 0.56082 | 56082 | 0.48305 | 25118.6 | 0 | 0 | 1 | 5000 | 25118.6 | 0 | 0 | 0 | 0 | 0 | 25963.4 | 0 | 0 | 0 | 0 | 0 | 25963.4
2022110223 | 4 | 0.53378 | 53378 | 0.50114 | 26059.28 | 0 | 0 | 1 | 5000 | 26059.28 | 0 | 0 | 0 | 0 | 0 | 22318.72 | 0 | 0 | 0 | 0 | 0 | 22318.72
2022110224 | 4 | 0.50244 | 50244 | 0.50353 | 26183.56 | 0 | 0 | 1 | 5000 | 26183.56 | 0 | 0 | 0 | 0 | 0 | 19060.44 | 0 | 0 | 0 | 0 | 0 | 19060.44
2022110301 | 5 | 0.47711 | 47711 | 0.50244 | 26126.88 | 0 | 0 | 1 | 5000 | 26126.88 | 0 | 0 | 0 | 0 | 0 | 16584.12 | 0 | 0 | 0 | 0 | 0 | 16584.12
2022110302 | 5 | 0.45986 | 45986 | 0.4993 | 25963.6 | 0 | 0 | 1 | 5000 | 25963.6 | 0 | 0 | 0 | 0 | 0 | 15022.4 | 0 | 0 | 0 | 0 | 0 | 15022.4
2022110303 | 5 | 0.45115 | 45115 | 0.49354 | 25664.08 | 0 | 0 | 1 | 5000 | 25664.08 | 0 | 0 | 0 | 0 | 0 | 14450.92 | 0 | 0 | 0 | 0 | 0 | 14450.92
2022110304 | 5 | 0.44846 | 44846 | 0.49093 | 25528.36 | 0 | 0 | 1 | 5000 | 25528.36 | 0 | 0 | 0 | 0 | 0 | 14317.64 | 0 | 0 | 0 | 0 | 0 | 14317.64
2022110305 | 5 | 0.45399 | 45399 | 0.49178 | 25572.56 | 0 | 0 | 1 | 5000 | 25572.56 | 0 | 0 | 0 | 0 | 0 | 14826.44 | 0 | 0 | 0 | 0 | 0 | 14826.44
2022110306 | 5 | 0.47588 | 47588 | 0.50431 | 26224.12 | 0 | 0 | 1 | 5000 | 26224.12 | 0 | 0 | 0 | 0 | 0 | 16363.88 | 0 | 0 | 0 | 0 | 0 | 16363.88
2022110307 | 5 | 0.51274 | 51274 | 0.51532 | 26796.64 | 0 | 0 | 1 | 5000 | 26796.64 | 0 | 0 | 0 | 0 | 0 | 19477.36 | 0 | 0 | 0 | 0 | 0 | 19477.36
2022110308 | 5 | 0.53421 | 53421 | 0.52439 | 27268.28 | 0.00029 | 25.81 | 1 | 5000 | 27268.28 | 25.81 | 0 | 0 | 0 | 0 | 21126.91 | 0 | 0 | 0 | 0 | 0 | 21126.91
2022110309 | 5 | 0.5402 | 54020 | 0.52885 | 27500.2 | 0.02547 | 2266.83 | 1 | 5000 | 27500.2 | 2266.83 | 0 | 0 | 0 | 0 | 19252.97 | 0 | 0 | 0 | 0 | 0 | 19252.97
2022110310 | 5 | 0.5512 | 55120 | 0.51527 | 26794.04 | 0.11267 | 10027.63 | 1 | 5000 | 26794.04 | 10027.63 | 0 | 0 | 0 | 0 | 13298.33 | 0 | 0 | 0 | 0 | 0 | 13298.33
2022110311 | 5 | 0.56808 | 56808 | 0.53564 | 27853.28 | 0.13605 | 12108.45 | 1 | 5000 | 27853.28 | 12108.45 | 0 | 0 | 0 | 0 | 11846.27 | 0 | 0 | 0 | 0 | 0 | 11846.27
2022110312 | 5 | 0.5842 | 58420 | 0.57748 | 30028.96 | 0.14948 | 13303.72 | 1 | 5000 | 30028.96 | 13303.72 | 0 | 0 | 0 | 0 | 10087.32 | 0 | 0 | 0 | 0 | 0 | 10087.32
2022110313 | 5 | 0.59884 | 59884 | 0.58726 | 30537.52 | 0.20087 | 17877.43 | 1 | 5000 | 30537.52 | 17877.43 | 0 | 0 | 0 | 0 | 6469.05 | 0 | 0 | 0 | 0 | 0 | 6469.05
2022110314 | 5 | 0.61479 | 61479 | 0.59184 | 30775.68 | 0.24837 | 22104.93 | 1 | 5000 | 30775.68 | 22104.93 | 0 | 0 | 0 | 0 | 3598.39 | 0 | 0 | 0 | 0 | 0 | 3598.39
2022110315 | 5 | 0.6285 | 62850 | 0.61085 | 31764.2 | 0.24896 | 22157.44 | 1 | 5000 | 31764.2 | 22157.44 | 0 | 0 | 0 | 0 | 3928.36 | 0 | 0 | 0 | 0 | 0 | 3928.36
2022110316 | 5 | 0.64274 | 64274 | 0.64079 | 33321.08 | 0.2133 | 18983.7 | 1 | 5000 | 33321.08 | 18983.7 | 0 | 0 | 0 | 0 | 6969.22 | 0 | 0 | 0 | 0 | 0 | 6969.22
2022110317 | 5 | 0.6529 | 65290 | 0.66389 | 34522.28 | 0.17839 | 15876.71 | 1 | 5000 | 34522.28 | 15876.71 | 0 | 0 | 0 | 0 | 9891.01 | 0 | 0 | 0 | 0 | 0 | 9891.01
2022110318 | 5 | 0.65188 | 65188 | 0.66843 | 34758.36 | 0.10628 | 9458.92 | 1 | 5000 | 34758.36 | 9458.92 | 0 | 0 | 0 | 0 | 15970.72 | 0 | 0 | 0 | 0 | 0 | 15970.72
2022110319 | 5 | 0.64229 | 64229 | 0.66691 | 34679.32 | 0.01935 | 1722.15 | 1 | 5000 | 34679.32 | 1722.15 | 0 | 0 | 0 | 0 | 22827.53 | 0 | 0 | 0 | 0 | 0 | 22827.53
2022110320 | 5 | 0.64265 | 64265 | 0.66811 | 34741.72 | 0 | 0 | 1 | 5000 | 34741.72 | 0 | 0 | 0 | 0 | 0 | 24523.28 | 0 | 0 | 0 | 0 | 0 | 24523.28
2022110321 | 5 | 0.63027 | 63027 | 0.65574 | 34098.48 | 0 | 0 | 1 | 5000 | 34098.48 | 0 | 0 | 0 | 0 | 0 | 23928.52 | 0 | 0 | 0 | 0 | 0 | 23928.52
2022110322 | 5 | 0.6107 | 61070 | 0.65278 | 33944.56 | 0 | 0 | 1 | 5000 | 33944.56 | 0 | 0 | 0 | 0 | 0 | 22125.44 | 0 | 0 | 0 | 0 | 0 | 22125.44
2022110323 | 5 | 0.5822 | 58220 | 0.65162 | 33884.24 | 0 | 0 | 1 | 5000 | 33884.24 | 0 | 0 | 0 | 0 | 0 | 19335.76 | 0 | 0 | 0 | 0 | 0 | 19335.76
2022110324 | 5 | 0.55164 | 55164 | 0.64694 | 33640.88 | 0 | 0 | 1 | 5000 | 33640.88 | 0 | 0 | 0 | 0 | 0 | 16523.12 | 0 | 0 | 0 | 0 | 0 | 16523.12
2022110401 | 6 | 0.5262 | 52620 | 0.64768 | 33679.36 | 0 | 0 | 1 | 5000 | 33679.36 | 0 | 0 | 0 | 0 | 0 | 13940.64 | 0 | 0 | 0 | 0 | 0 | 13940.64
2022110402 | 6 | 0.50658 | 50658 | 0.65227 | 33918.04 | 0 | 0 | 1 | 5000 | 33918.04 | 0 | 0 | 0 | 0 | 0 | 11739.96 | 0 | 0 | 0 | 0 | 0 | 11739.96
2022110403 | 6 | 0.49234 | 49234 | 0.64849 | 33721.48 | 0 | 0 | 1 | 5000 | 33721.48 | 0 | 0 | 0 | 0 | 0 | 10512.52 | 0 | 0 | 0 | 0 | 0 | 10512.52
2022110404 | 6 | 0.48627 | 48627 | 0.64653 | 33619.56 | 0 | 0 | 1 | 5000 | 33619.56 | 0 | 0 | 0 | 0 | 0 | 10007.44 | 0 | 0 | 0 | 0 | 0 | 10007.44
2022110405 | 6 | 0.49205 | 49205 | 0.64843 | 33718.36 | 0 | 0 | 1 | 5000 | 33718.36 | 0 | 0 | 0 | 0 | 0 | 10486.64 | 0 | 0 | 0 | 0 | 0 | 10486.64
2022110406 | 6 | 0.51011 | 51011 | 0.63573 | 33057.96 | 0 | 0 | 1 | 5000 | 33057.96 | 0 | 0 | 0 | 0 | 0 | 12953.04 | 0 | 0 | 0 | 0 | 0 | 12953.04
2022110407 | 6 | 0.54165 | 54165 | 0.60045 | 31223.4 | 0 | 0 | 1 | 5000 | 31223.4 | 0 | 0 | 0 | 0 | 0 | 17941.6 | 0 | 0 | 0 | 0 | 0 | 17941.6
2022110408 | 6 | 0.56207 | 56207 | 0.57803 | 30057.56 | 0.00026 | 23.14 | 1 | 5000 | 30057.56 | 23.14 | 0 | 0 | 0 | 0 | 21126.3 | 0 | 0 | 0 | 0 | 0 | 21126.3
2022110409 | 6 | 0.56583 | 56583 | 0.57051 | 29666.52 | 0.0528 | 4699.2 | 1 | 5000 | 29666.52 | 4699.2 | 0 | 0 | 0 | 0 | 17217.28 | 0 | 0 | 0 | 0 | 0 | 17217.28
2022110410 | 6 | 0.58638 | 58638 | 0.55969 | 29103.88 | 0.27959 | 24883.51 | 1 | 5000 | 29103.88 | 24534.12 | 0 | 0 | 349.39 | 349.39 | 0 | 296.9815 | 0 | 0 | 0 | 296.9815 | 0
2022110411 | 6 | 0.60522 | 60522 | 0.59605 | 30994.6 | 0.25942 | 23088.38 | 1 | 5000 | 30994.6 | 23088.38 | 0 | 0 | 0 | 0 | 1439.02 | 0 | 296.9815 | 0 | 0 | 0 | 1142.0385
2022110412 | 6 | 0.62267 | 62267 | 0.62828 | 32670.56 | 0.20099 | 17888.11 | 1 | 5000 | 32670.56 | 17888.11 | 0 | 0 | 0 | 0 | 6708.33 | 0 | 0 | 0 | 0 | 0 | 6708.33
2022110413 | 6 | 0.63653 | 63653 | 0.63813 | 33182.76 | 0.20309 | 18075.01 | 1 | 5000 | 33182.76 | 18075.01 | 0 | 0 | 0 | 0 | 7395.23 | 0 | 0 | 0 | 0 | 0 | 7395.23
2022110414 | 6 | 0.64849 | 64849 | 0.64251 | 33410.52 | 0.20397 | 18153.33 | 1 | 5000 | 33410.52 | 18153.33 | 0 | 0 | 0 | 0 | 8285.15 | 0 | 0 | 0 | 0 | 0 | 8285.15
2022110415 | 6 | 0.6546 | 65460 | 0.62535 | 32518.2 | 0.22562 | 20080.18 | 1 | 5000 | 32518.2 | 20080.18 | 0 | 0 | 0 | 0 | 7861.62 | 0 | 0 | 0 | 0 | 0 | 7861.62
2022110416 | 6 | 0.65956 | 65956 | 0.61055 | 31748.6 | 0.24422 | 21735.58 | 1 | 5000 | 31748.6 | 21735.58 | 0 | 0 | 0 | 0 | 7471.82 | 0 | 0 | 0 | 0 | 0 | 7471.82
2022110417 | 6 | 0.66127 | 66127 | 0.60263 | 31336.76 | 0.21649 | 19267.61 | 1 | 5000 | 31336.76 | 19267.61 | 0 | 0 | 0 | 0 | 10522.63 | 0 | 0 | 0 | 0 | 0 | 10522.63
2022110418 | 6 | 0.64769 | 64769 | 0.5783 | 30071.6 | 0.19006 | 16915.34 | 1 | 5000 | 30071.6 | 16915.34 | 0 | 0 | 0 | 0 | 12782.06 | 0 | 0 | 0 | 0 | 0 | 12782.06
2022110419 | 6 | 0.62591 | 62591 | 0.54317 | 28244.84 | 0.05485 | 4881.65 | 1 | 5000 | 28244.84 | 4881.65 | 0 | 0 | 0 | 0 | 24464.51 | 0 | 0 | 0 | 0 | 0 | 24464.51
2022110420 | 6 | 0.61585 | 61585 | 0.47368 | 24631.36 | 0 | 0 | 1 | 5000 | 24631.36 | 0 | 0 | 0 | 0 | 0 | 31953.64 | 0 | 0 | 0 | 0 | 0 | 31953.64
2022110421 | 6 | 0.59265 | 59265 | 0.44404 | 23090.08 | 0 | 0 | 1 | 5000 | 23090.08 | 0 | 0 | 0 | 0 | 0 | 31174.92 | 0 | 0 | 0 | 0 | 0 | 31174.92
2022110422 | 6 | 0.57061 | 57061 | 0.43606 | 22675.12 | 0 | 0 | 1 | 5000 | 22675.12 | 0 | 0 | 0 | 0 | 0 | 29385.88 | 0 | 0 | 0 | 0 | 0 | 29385.88
2022110423 | 6 | 0.54459 | 54459 | 0.40958 | 21298.16 | 0 | 0 | 1 | 5000 | 21298.16 | 0 | 0 | 0 | 0 | 0 | 28160.84 | 0 | 0 | 0 | 0 | 0 | 28160.84
2022110424 | 6 | 0.51475 | 51475 | 0.34781 | 18086.12 | 0 | 0 | 1 | 5000 | 18086.12 | 0 | 0 | 0 | 0 | 0 | 28388.88 | 0 | 0 | 0 | 0 | 0 | 28388.88
2022110501 | 7 | 0.4771 | 47710 | 0.30855 | 16044.6 | 0 | 0 | 1 | 5000 | 16044.6 | 0 | 0 | 0 | 0 | 0 | 26665.4 | 0 | 0 | 0 | 0 | 0 | 26665.4
2022110502 | 7 | 0.45038 | 45038 | 0.3134 | 16296.8 | 0 | 0 | 1 | 5000 | 16296.8 | 0 | 0 | 0 | 0 | 0 | 23741.2 | 0 | 0 | 0 | 0 | 0 | 23741.2
2022110503 | 7 | 0.43696 | 43696 | 0.32417 | 16856.84 | 0 | 0 | 1 | 5000 | 16856.84 | 0 | 0 | 0 | 0 | 0 | 21839.16 | 0 | 0 | 0 | 0 | 0 | 21839.16
2022110504 | 7 | 0.4289 | 42890 | 0.29251 | 15210.52 | 0 | 0 | 1 | 5000 | 15210.52 | 0 | 0 | 0 | 0 | 0 | 22679.48 | 0 | 0 | 0 | 0 | 0 | 22679.48
2022110505 | 7 | 0.42567 | 42567 | 0.25136 | 13070.72 | 0 | 0 | 1 | 5000 | 13070.72 | 0 | 0 | 0 | 0 | 0 | 24496.28 | 0 | 0 | 0 | 0 | 0 | 24496.28
2022110506 | 7 | 0.43027 | 43027 | 0.24862 | 12928.24 | 0 | 0 | 1 | 5000 | 12928.24 | 0 | 0 | 0 | 0 | 0 | 25098.76 | 0 | 0 | 0 | 0 | 0 | 25098.76
2022110507 | 7 | 0.44194 | 44194 | 0.2403 | 12495.6 | 0 | 0 | 1 | 5000 | 12495.6 | 0 | 0 | 0 | 0 | 0 | 26698.4 | 0 | 0 | 0 | 0 | 0 | 26698.4
2022110508 | 7 | 0.4589 | 45890 | 0.24517 | 12748.84 | 0.00014 | 12.46 | 1 | 5000 | 12748.84 | 12.46 | 0 | 0 | 0 | 0 | 28128.7 | 0 | 0 | 0 | 0 | 0 | 28128.7
2022110509 | 7 | 0.47722 | 47722 | 0.2415 | 12558 | 0.09478 | 8435.42 | 1 | 5000 | 12558 | 8435.42 | 0 | 0 | 0 | 0 | 21728.58 | 0 | 0 | 0 | 0 | 0 | 21728.58
2022110510 | 7 | 0.48888 | 48888 | 0.22089 | 11486.28 | 0.48616 | 43268.24 | 1 | 5000 | 11486.28 | 32401.72 | 0 | 0 | 10866.52 | 10866.52 | 0 | 9236.542 | 0 | 0 | 0 | 9236.542 | 0
2022110511 | 7 | 0.49693 | 49693 | 0.20055 | 10428.6 | 0.65459 | 58258.51 | 1 | 5000 | 10428.6 | 34264.4 | 0 | 0 | 23994.11 | 23994.11 | 0 | 29631.5355 | 0 | 0 | 0 | 20394.9935 | 0
2022110512 | 7 | 0.5002 | 50020 | 0.2806 | 14591.2 | 0.66506 | 59190.34 | 1 | 5000 | 14591.2 | 30428.8 | 0 | 0 | 28761.54 | 28761.54 | 0 | 54078.8445 | 0 | 0 | 0 | 24447.309 | 0
2022110513 | 7 | 0.50391 | 50391 | 0.33553 | 17447.56 | 0.67249 | 59851.61 | 1 | 5000 | 17447.56 | 27943.44 | 0 | 0 | 31908.17 | 31908.17 | 0 | 81200.789 | 0 | 0 | 0 | 27121.9445 | 0
2022110514 | 7 | 0.50991 | 50991 | 0.3805 | 19786 | 0.63613 | 56615.57 | 1 | 5000 | 19786 | 26205 | 0 | 0 | 30410.57 | 30410.57 | 0 | 107049.7735 | 0 | 0 | 0 | 25848.9845 | 0
2022110515 | 7 | 0.51821 | 51821 | 0.42984 | 22351.68 | 0.48382 | 43059.98 | 1 | 5000 | 22351.68 | 24469.32 | 0 | 0 | 18590.66 | 18590.66 | 0 | 122851.8345 | 0 | 0 | 0 | 15802.061 | 0
2022110516 | 7 | 0.5274 | 52740 | 0.44372 | 23073.44 | 0.41094 | 36573.66 | 1 | 5000 | 23073.44 | 24666.56 | 0 | 0 | 11907.1 | 11907.1 | 0 | 132972.8695 | 0 | 0 | 0 | 10121.035 | 0
2022110517 | 7 | 0.53277 | 53277 | 0.44196 | 22981.92 | 0.37216 | 33122.24 | 1 | 5000 | 22981.92 | 25295.08 | 0 | 0 | 7827.16 | 7827.16 | 0 | 139625.9555 | 0 | 0 | 0 | 6653.086 | 0
2022110518 | 7 | 0.5332 | 53320 | 0.43819 | 22785.88 | 0.23826 | 21205.14 | 1 | 5000 | 22785.88 | 21205.14 | 0 | 0 | 0 | 0 | 4328.98 | 135296.9755 | 4328.98 | 0 | 0 | 0 | 0
2022110519 | 7 | 0.52944 | 52944 | 0.44731 | 23260.12 | 0.04604 | 4097.56 | 1 | 5000 | 23260.12 | 4097.56 | 0 | 0 | 0 | 0 | 20586.32 | 114710.6555 | 20586.32 | 0 | 0 | 0 | 0
2022110520 | 7 | 0.53222 | 53222 | 0.52718 | 27413.36 | 0 | 0 | 1 | 5000 | 27413.36 | 0 | 0 | 0 | 0 | 0 | 20808.64 | 93902.0155 | 20808.64 | 0 | 0 | 0 | 0
2022110521 | 7 | 0.52072 | 52072 | 0.55393 | 28804.36 | 0 | 0 | 1 | 5000 | 28804.36 | 0 | 0 | 0 | 0 | 0 | 18267.64 | 75634.3755 | 18267.64 | 0 | 0 | 0 | 0
2022110522 | 7 | 0.50597 | 50597 | 0.53868 | 28011.36 | 0 | 0 | 1 | 5000 | 28011.36 | 0 | 0 | 0 | 0 | 0 | 17585.64 | 58048.7355 | 17585.64 | 0 | 0 | 0 | 0
2022110523 | 7 | 0.48866 | 48866 | 0.53783 | 27967.16 | 0 | 0 | 1 | 5000 | 27967.16 | 0 | 0 | 0 | 0 | 0 | 15898.84 | 42149.8955 | 15898.84 | 0 | 0 | 0 | 0
2022110524 | 7 | 0.47357 | 47357 | 0.52921 | 27518.92 | 4e-05 | 3.56 | 1 | 5000 | 27518.92 | 3.56 | 0 | 0 | 0 | 0 | 14834.52 | 27315.3755 | 14834.52 | 0 | 0 | 0 | 0
2022110601 | 1 | 0.4514 | 45140 | 0.52712 | 27410.24 | 4e-05 | 3.56 | 1 | 5000 | 27410.24 | 3.56 | 0 | 0 | 0 | 0 | 12726.2 | 14589.1755 | 12726.2 | 0 | 0 | 0 | 0
2022110602 | 1 | 0.43717 | 43717 | 0.52492 | 27295.84 | 0 | 0 | 1 | 5000 | 27295.84 | 0 | 0 | 0 | 0 | 0 | 11421.16 | 3168.0155 | 11421.16 | 0 | 0 | 0 | 0
2022110602 | 1 | 0.42895 | 42895 | 0.5239 | 27242.8 | 0 | 0 | 1 | 5000 | 27242.8 | 0 | 0 | 0 | 0 | 0 | 10652.2 | 0 | 3168.0155 | 0 | 0 | 0 | 7484.1845
2022110603 | 1 | 0.42522 | 42522 | 0.52088 | 27085.76 | 4e-05 | 3.56 | 1 | 5000 | 27085.76 | 3.56 | 0 | 0 | 0 | 0 | 10432.68 | 0 | 0 | 0 | 0 | 0 | 10432.68
2022110604 | 1 | 0.42182 | 42182 | 0.50969 | 26503.88 | 4e-05 | 3.56 | 1 | 5000 | 26503.88 | 3.56 | 0 | 0 | 0 | 0 | 10674.56 | 0 | 0 | 0 | 0 | 0 | 10674.56
2022110605 | 1 | 0.4225 | 42250 | 0.50434 | 26225.68 | 0 | 0 | 1 | 5000 | 26225.68 | 0 | 0 | 0 | 0 | 0 | 11024.32 | 0 | 0 | 0 | 0 | 0 | 11024.32
2022110606 | 1 | 0.42994 | 42994 | 0.49967 | 25982.84 | 4e-05 | 3.56 | 1 | 5000 | 25982.84 | 3.56 | 0 | 0 | 0 | 0 | 12007.6 | 0 | 0 | 0 | 0 | 0 | 12007.6
2022110607 | 1 | 0.44169 | 44169 | 0.49593 | 25788.36 | 0.0002 | 17.8 | 1 | 5000 | 25788.36 | 17.8 | 0 | 0 | 0 | 0 | 13362.84 | 0 | 0 | 0 | 0 | 0 | 13362.84
2022110608 | 1 | 0.45757 | 45757 | 0.47067 | 24474.84 | 0.08514 | 7577.46 | 1 | 5000 | 24474.84 | 7577.46 | 0 | 0 | 0 | 0 | 8704.7 | 0 | 0 | 0 | 0 | 0 | 8704.7
2022110609 | 1 | 0.47825 | 47825 | 0.36611 | 19037.72 | 0.41334 | 36787.26 | 1 | 5000 | 19037.72 | 23787.28 | 0 | 0 | 12999.98 | 12999.98 | 0 | 11049.983 | 0 | 0 | 0 | 11049.983 | 0
2022110610 | 1 | 0.49863 | 49863 | 0.26473 | 13765.96 | 0.61016 | 54304.24 | 1 | 5000 | 13765.96 | 31097.04 | 0 | 0 | 23207.2 | 23207.2 | 0 | 30776.103 | 0 | 0 | 0 | 19726.12 | 0
2022110611 | 1 | 0.51696 | 51696 | 0.234 | 12168 | 0.63967 | 56930.63 | 1 | 5000 | 12168 | 34528 | 0 | 0 | 22402.63 | 22402.63 | 0 | 49818.3385 | 0 | 0 | 0 | 19042.2355 | 0
2022110612 | 1 | 0.53555 | 53555 | 0.2075 | 10790 | 0.62593 | 55707.77 | 1 | 5000 | 10790 | 37765 | 0 | 0 | 17942.77 | 17942.77 | 0 | 65069.693 | 0 | 0 | 0 | 15251.3545 | 0
2022110613 | 1 | 0.55697 | 55697 | 0.17723 | 9215.96 | 0.6323 | 56274.7 | 1 | 5000 | 9215.96 | 41481.04 | 0 | 0 | 14793.66 | 14793.66 | 0 | 77644.304 | 0 | 0 | 0 | 12574.611 | 0
2022110614 | 1 | 0.58052 | 58052 | 0.16531 | 8596.12 | 0.64894 | 57755.66 | 1 | 5000 | 8596.12 | 44455.88 | 0 | 0 | 13299.78 | 13299.78 | 0 | 88949.117 | 0 | 0 | 0 | 11304.813 | 0
2022110615 | 1 | 0.59844 | 59844 | 0.16046 | 8343.92 | 0.66103 | 58831.67 | 1 | 5000 | 8343.92 | 46500.08 | 0 | 0 | 12331.59 | 12331.59 | 0 | 99430.9685 | 0 | 0 | 0 | 10481.8515 | 0
2022110616 | 1 | 0.60551 | 60551 | 0.14654 | 7620.08 | 0.63096 | 56155.44 | 1 | 5000 | 7620.08 | 47930.92 | 0 | 0 | 8224.52 | 8224.52 | 0 | 106421.8105 | 0 | 0 | 0 | 6990.842 | 0
2022110617 | 1 | 0.60795 | 60795 | 0.13158 | 6842.16 | 0.42232 | 37586.48 | 1 | 5000 | 6842.16 | 37586.48 | 0 | 0 | 0 | 0 | 11366.36 | 95055.4505 | 11366.36 | 0 | 0 | 0 | 0
2022110618 | 1 | 0.59781 | 59781 | 0.13782 | 7166.64 | 0.07007 | 6236.23 | 1 | 5000 | 7166.64 | 6236.23 | 0 | 0 | 0 | 0 | 41378.13 | 53677.3205 | 41378.13 | 0 | 0 | 0 | 0
2022110619 | 1 | 0.59954 | 59954 | 0.18876 | 9815.52 | 0 | 0 | 1 | 5000 | 9815.52 | 0 | 0 | 0 | 0 | 0 | 45138.48 | 8538.8405 | 45138.48 | 0 | 0 | 0 | 0
2022110620 | 1 | 0.59586 | 59586 | 0.27451 | 14274.52 | 0 | 0 | 1 | 5000 | 14274.52 | 0 | 0 | 0 | 0 | 0 | 40311.48 | 0 | 8538.8405 | 0 | 0 | 0 | 31772.6395
2022110621 | 1 | 0.57992 | 57992 | 0.33612 | 17478.24 | 0 | 0 | 1 | 5000 | 17478.24 | 0 | 0 | 0 | 0 | 0 | 35513.76 | 0 | 0 | 0 | 0 | 0 | 35513.76
2022110622 | 1 | 0.56278 | 56278 | 0.36949 | 19213.48 | 0 | 0 | 1 | 5000 | 19213.48 | 0 | 0 | 0 | 0 | 0 | 32064.52 | 0 | 0 | 0 | 0 | 0 | 32064.52
2022110623 | 1 | 0.5366 | 53660 | 0.39911 | 20753.72 | 0 | 0 | 1 | 5000 | 20753.72 | 0 | 0 | 0 | 0 | 0 | 27906.28 | 0 | 0 | 0 | 0 | 0 | 27906.28
2022110624 | 1 | 0.50931 | 50931 | 0.39278 | 20424.56 | 0 | 0 | 1 | 5000 | 20424.56 | 0 | 0 | 0 | 0 | 0 | 25506.44 | 0 | 0 | 0 | 0 | 0 | 25506.44
2022110701 | 2 | 0.48547 | 48547 | 0.34607 | 17995.64 | 0 | 0 | 1 | 5000 | 17995.64 | 0 | 0 | 0 | 0 | 0 | 25551.36 | 0 | 0 | 0 | 0 | 0 | 25551.36
2022110702 | 2 | 0.47185 | 47185 | 0.31483 | 16371.16 | 0 | 0 | 1 | 5000 | 16371.16 | 0 | 0 | 0 | 0 | 0 | 25813.84 | 0 | 0 | 0 | 0 | 0 | 25813.84
2022110703 | 2 | 0.46433 | 46433 | 0.27626 | 14365.52 | 0 | 0 | 1 | 5000 | 14365.52 | 0 | 0 | 0 | 0 | 0 | 27067.48 | 0 | 0 | 0 | 0 | 0 | 27067.48
2022110704 | 2 | 0.46161 | 46161 | 0.25625 | 13325 | 0 | 0 | 1 | 5000 | 13325 | 0 | 0 | 0 | 0 | 0 | 27836 | 0 | 0 | 0 | 0 | 0 | 27836
2022110705 | 2 | 0.46994 | 46994 | 0.23582 | 12262.64 | 0 | 0 | 1 | 5000 | 12262.64 | 0 | 0 | 0 | 0 | 0 | 29731.36 | 0 | 0 | 0 | 0 | 0 | 29731.36
2022110706 | 2 | 0.49005 | 49005 | 0.2046 | 10639.2 | 0 | 0 | 1 | 5000 | 10639.2 | 0 | 0 | 0 | 0 | 0 | 33365.8 | 0 | 0 | 0 | 0 | 0 | 33365.8
2022110707 | 2 | 0.52175 | 52175 | 0.18426 | 9581.52 | 0.00013 | 11.57 | 1 | 5000 | 9581.52 | 11.57 | 0 | 0 | 0 | 0 | 37581.91 | 0 | 0 | 0 | 0 | 0 | 37581.91
2022110708 | 2 | 0.54403 | 54403 | 0.16087 | 8365.24 | 0.04115 | 3662.35 | 1 | 5000 | 8365.24 | 3662.35 | 0 | 0 | 0 | 0 | 37375.41 | 0 | 0 | 0 | 0 | 0 | 37375.41
2022110709 | 2 | 0.55967 | 55967 | 0.11955 | 6216.6 | 0.21557 | 19185.73 | 1 | 5000 | 6216.6 | 19185.73 | 0 | 0 | 0 | 0 | 25564.67 | 0 | 0 | 0 | 0 | 0 | 25564.67
2022110710 | 2 | 0.57865 | 57865 | 0.11268 | 5859.36 | 0.29502 | 26256.78 | 1 | 5000 | 5859.36 | 26256.78 | 0 | 0 | 0 | 0 | 20748.86 | 0 | 0 | 0 | 0 | 0 | 20748.86
2022110711 | 2 | 0.5984 | 59840 | 0.1121 | 5829.2 | 0.36222 | 32237.58 | 1 | 5000 | 5829.2 | 32237.58 | 0 | 0 | 0 | 0 | 16773.22 | 0 | 0 | 0 | 0 | 0 | 16773.22
2022110712 | 2 | 0.62122 | 62122 | 0.11147 | 5796.44 | 0.43083 | 38343.87 | 1 | 5000 | 5796.44 | 38343.87 | 0 | 0 | 0 | 0 | 12981.69 | 0 | 0 | 0 | 0 | 0 | 12981.69
2022110713 | 2 | 0.64494 | 64494 | 0.11978 | 6228.56 | 0.47343 | 42135.27 | 1 | 5000 | 6228.56 | 42135.27 | 0 | 0 | 0 | 0 | 11130.17 | 0 | 0 | 0 | 0 | 0 | 11130.17
2022110714 | 2 | 0.66192 | 66192 | 0.14302 | 7437.04 | 0.48119 | 42825.91 | 1 | 5000 | 7437.04 | 42825.91 | 0 | 0 | 0 | 0 | 10929.05 | 0 | 0 | 0 | 0 | 0 | 10929.05
2022110715 | 2 | 0.66795 | 66795 | 0.17527 | 9114.04 | 0.4669 | 41554.1 | 1 | 5000 | 9114.04 | 41554.1 | 0 | 0 | 0 | 0 | 11126.86 | 0 | 0 | 0 | 0 | 0 | 11126.86
2022110716 | 2 | 0.66786 | 66786 | 0.19964 | 10381.28 | 0.43182 | 38431.98 | 1 | 5000 | 10381.28 | 38431.98 | 0 | 0 | 0 | 0 | 12972.74 | 0 | 0 | 0 | 0 | 0 | 12972.74
2022110717 | 2 | 0.66053 | 66053 | 0.21238 | 11043.76 | 0.25974 | 23116.86 | 1 | 5000 | 11043.76 | 23116.86 | 0 | 0 | 0 | 0 | 26892.38 | 0 | 0 | 0 | 0 | 0 | 26892.38
2022110718 | 2 | 0.65187 | 65187 | 0.23517 | 12228.84 | 0.03332 | 2965.48 | 1 | 5000 | 12228.84 | 2965.48 | 0 | 0 | 0 | 0 | 44992.68 | 0 | 0 | 0 | 0 | 0 | 44992.68
2022110719 | 2 | 0.64719 | 64719 | 0.28946 | 15051.92 | 0 | 0 | 1 | 5000 | 15051.92 | 0 | 0 | 0 | 0 | 0 | 44667.08 | 0 | 0 | 0 | 0 | 0 | 44667.08
2022110720 | 2 | 0.63017 | 63017 | 0.34987 | 18193.24 | 0 | 0 | 1 | 5000 | 18193.24 | 0 | 0 | 0 | 0 | 0 | 39823.76 | 0 | 0 | 0 | 0 | 0 | 39823.76
2022110721 | 2 | 0.6096 | 60960 | 0.38579 | 20061.08 | 0 | 0 | 1 | 5000 | 20061.08 | 0 | 0 | 0 | 0 | 0 | 35898.92 | 0 | 0 | 0 | 0 | 0 | 35898.92
2022110722 | 2 | 0.58568 | 58568 | 0.40329 | 20971.08 | 0 | 0 | 1 | 5000 | 20971.08 | 0 | 0 | 0 | 0 | 0 | 32596.92 | 0 | 0 | 0 | 0 | 0 | 32596.92
2022110723 | 2 | 0.55029 | 55029 | 0.41484 | 21571.68 | 0 | 0 | 1 | 5000 | 21571.68 | 0 | 0 | 0 | 0 | 0 | 28457.32 | 0 | 0 | 0 | 0 | 0 | 28457.32
2022110724 | 2 | 0.51833 | 51833 | 0.44518 | 23149.36 | 0 | 0 | 1 | 5000 | 23149.36 | 0 | 0 | 0 | 0 | 0 | 23683.64 | 0 | 0 | 0 | 0 | 0 | 23683.64
2022110801 | 3 | 0.49212 | 49212 | 0.44885 | 23340.2 | 0 | 0 | 1 | 5000 | 23340.2 | 0 | 0 | 0 | 0 | 0 | 20871.8 | 0 | 0 | 0 | 0 | 0 | 20871.8
2022110802 | 3 | 0.47618 | 47618 | 0.43796 | 22773.92 | 0 | 0 | 1 | 5000 | 22773.92 | 0 | 0 | 0 | 0 | 0 | 19844.08 | 0 | 0 | 0 | 0 | 0 | 19844.08
2022110803 | 3 | 0.46354 | 46354 | 0.41959 | 21818.68 | 0 | 0 | 1 | 5000 | 21818.68 | 0 | 0 | 0 | 0 | 0 | 19535.32 | 0 | 0 | 0 | 0 | 0 | 19535.32
2022110804 | 3 | 0.45867 | 45867 | 0.41747 | 21708.44 | 0 | 0 | 1 | 5000 | 21708.44 | 0 | 0 | 0 | 0 | 0 | 19158.56 | 0 | 0 | 0 | 0 | 0 | 19158.56
2022110805 | 3 | 0.46345 | 46345 | 0.42452 | 22075.04 | 0 | 0 | 1 | 5000 | 22075.04 | 0 | 0 | 0 | 0 | 0 | 19269.96 | 0 | 0 | 0 | 0 | 0 | 19269.96
2022110806 | 3 | 0.47607 | 47607 | 0.42139 | 21912.28 | 0 | 0 | 1 | 5000 | 21912.28 | 0 | 0 | 0 | 0 | 0 | 20694.72 | 0 | 0 | 0 | 0 | 0 | 20694.72
2022110807 | 3 | 0.51692 | 51692 | 0.41564 | 21613.28 | 0.0001 | 8.9 | 1 | 5000 | 21613.28 | 8.9 | 0 | 0 | 0 | 0 | 25069.82 | 0 | 0 | 0 | 0 | 0 | 25069.82
2022110808 | 3 | 0.53375 | 53375 | 0.39675 | 20631 | 0.037 | 3293 | 1 | 5000 | 20631 | 3293 | 0 | 0 | 0 | 0 | 24451 | 0 | 0 | 0 | 0 | 0 | 24451
2022110809 | 3 | 0.54934 | 54934 | 0.36963 | 19220.76 | 0.1673 | 14889.7 | 1 | 5000 | 19220.76 | 14889.7 | 0 | 0 | 0 | 0 | 15823.54 | 0 | 0 | 0 | 0 | 0 | 15823.54
2022110810 | 3 | 0.57247 | 57247 | 0.39254 | 20412.08 | 0.26219 | 23334.91 | 1 | 5000 | 20412.08 | 23334.91 | 0 | 0 | 0 | 0 | 8500.01 | 0 | 0 | 0 | 0 | 0 | 8500.01
2022110811 | 3 | 0.59889 | 59889 | 0.43689 | 22718.28 | 0.30508 | 27152.12 | 1 | 5000 | 22718.28 | 27152.12 | 0 | 0 | 0 | 0 | 5018.6 | 0 | 0 | 0 | 0 | 0 | 5018.6
2022110812 | 3 | 0.61971 | 61971 | 0.43813 | 22782.76 | 0.34599 | 30793.11 | 1 | 5000 | 22782.76 | 30793.11 | 0 | 0 | 0 | 0 | 3395.13 | 0 | 0 | 0 | 0 | 0 | 3395.13
2022110813 | 3 | 0.63784 | 63784 | 0.43111 | 22417.72 | 0.37874 | 33707.86 | 1 | 5000 | 22417.72 | 33707.86 | 0 | 0 | 0 | 0 | 2658.42 | 0 | 0 | 0 | 0 | 0 | 2658.42
2022110814 | 3 | 0.65181 | 65181 | 0.43708 | 22728.16 | 0.39174 | 34864.86 | 1 | 5000 | 22728.16 | 34864.86 | 0 | 0 | 0 | 0 | 2587.98 | 0 | 0 | 0 | 0 | 0 | 2587.98
2022110815 | 3 | 0.66143 | 66143 | 0.45894 | 23864.88 | 0.34852 | 31018.28 | 1 | 5000 | 23864.88 | 31018.28 | 0 | 0 | 0 | 0 | 6259.84 | 0 | 0 | 0 | 0 | 0 | 6259.84
2022110816 | 3 | 0.6672 | 66720 | 0.47686 | 24796.72 | 0.26554 | 23633.06 | 1 | 5000 | 24796.72 | 23633.06 | 0 | 0 | 0 | 0 | 13290.22 | 0 | 0 | 0 | 0 | 0 | 13290.22
2022110817 | 3 | 0.66293 | 66293 | 0.49694 | 25840.88 | 0.1469 | 13074.1 | 1 | 5000 | 25840.88 | 13074.1 | 0 | 0 | 0 | 0 | 22378.02 | 0 | 0 | 0 | 0 | 0 | 22378.02
2022110818 | 3 | 0.65561 | 65561 | 0.50867 | 26450.84 | 0.02576 | 2292.64 | 1 | 5000 | 26450.84 | 2292.64 | 0 | 0 | 0 | 0 | 31817.52 | 0 | 0 | 0 | 0 | 0 | 31817.52
2022110819 | 3 | 0.65345 | 65345 | 0.51639 | 26852.28 | 0 | 0 | 1 | 5000 | 26852.28 | 0 | 0 | 0 | 0 | 0 | 33492.72 | 0 | 0 | 0 | 0 | 0 | 33492.72
2022110820 | 3 | 0.63732 | 63732 | 0.54024 | 28092.48 | 0 | 0 | 1 | 5000 | 28092.48 | 0 | 0 | 0 | 0 | 0 | 30639.52 | 0 | 0 | 0 | 0 | 0 | 30639.52
2022110821 | 3 | 0.61864 | 61864 | 0.55184 | 28695.68 | 0 | 0 | 1 | 5000 | 28695.68 | 0 | 0 | 0 | 0 | 0 | 28168.32 | 0 | 0 | 0 | 0 | 0 | 28168.32
2022110822 | 3 | 0.59438 | 59438 | 0.55973 | 29105.96 | 0 | 0 | 1 | 5000 | 29105.96 | 0 | 0 | 0 | 0 | 0 | 25332.04 | 0 | 0 | 0 | 0 | 0 | 25332.04
2022110823 | 3 | 0.55869 | 55869 | 0.55381 | 28798.12 | 0 | 0 | 1 | 5000 | 28798.12 | 0 | 0 | 0 | 0 | 0 | 22070.88 | 0 | 0 | 0 | 0 | 0 | 22070.88
2022110824 | 3 | 0.52265 | 52265 | 0.54473 | 28325.96 | 0 | 0 | 1 | 5000 | 28325.96 | 0 | 0 | 0 | 0 | 0 | 18939.04 | 0 | 0 | 0 | 0 | 0 | 18939.04
2022110901 | 4 | 0.49634 | 49634 | 0.53022 | 27571.44 | 0 | 0 | 1 | 5000 | 27571.44 | 0 | 0 | 0 | 0 | 0 | 17062.56 | 0 | 0 | 0 | 0 | 0 | 17062.56
2022110902 | 4 | 0.47831 | 47831 | 0.52343 | 27218.36 | 0 | 0 | 1 | 5000 | 27218.36 | 0 | 0 | 0 | 0 | 0 | 15612.64 | 0 | 0 | 0 | 0 | 0 | 15612.64
2022110903 | 4 | 0.46758 | 46758 | 0.51887 | 26981.24 | 0 | 0 | 1 | 5000 | 26981.24 | 0 | 0 | 0 | 0 | 0 | 14776.76 | 0 | 0 | 0 | 0 | 0 | 14776.76
2022110904 | 4 | 0.46234 | 46234 | 0.51273 | 26661.96 | 0 | 0 | 1 | 5000 | 26661.96 | 0 | 0 | 0 | 0 | 0 | 14572.04 | 0 | 0 | 0 | 0 | 0 | 14572.04
2022110905 | 4 | 0.46639 | 46639 | 0.51009 | 26524.68 | 0 | 0 | 1 | 5000 | 26524.68 | 0 | 0 | 0 | 0 | 0 | 15114.32 | 0 | 0 | 0 | 0 | 0 | 15114.32
2022110906 | 4 | 0.48672 | 48672 | 0.50491 | 26255.32 | 0 | 0 | 1 | 5000 | 26255.32 | 0 | 0 | 0 | 0 | 0 | 17416.68 | 0 | 0 | 0 | 0 | 0 | 17416.68
2022110907 | 4 | 0.52035 | 52035 | 0.51442 | 26749.84 | 0.00028 | 24.92 | 1 | 5000 | 26749.84 | 24.92 | 0 | 0 | 0 | 0 | 20260.24 | 0 | 0 | 0 | 0 | 0 | 20260.24
2022110908 | 4 | 0.53538 | 53538 | 0.51363 | 26708.76 | 0.0391 | 3479.9 | 1 | 5000 | 26708.76 | 3479.9 | 0 | 0 | 0 | 0 | 18349.34 | 0 | 0 | 0 | 0 | 0 | 18349.34
2022110909 | 4 | 0.55134 | 55134 | 0.49795 | 25893.4 | 0.16627 | 14798.03 | 1 | 5000 | 25893.4 | 14798.03 | 0 | 0 | 0 | 0 | 9442.57 | 0 | 0 | 0 | 0 | 0 | 9442.57
2022110910 | 4 | 0.57094 | 57094 | 0.52435 | 27266.2 | 0.21254 | 18916.06 | 1 | 5000 | 27266.2 | 18916.06 | 0 | 0 | 0 | 0 | 5911.74 | 0 | 0 | 0 | 0 | 0 | 5911.74
2022110911 | 4 | 0.59388 | 59388 | 0.53745 | 27947.4 | 0.2418 | 21520.2 | 1 | 5000 | 27947.4 | 21520.2 | 0 | 0 | 0 | 0 | 4920.4 | 0 | 0 | 0 | 0 | 0 | 4920.4
2022110912 | 4 | 0.61814 | 61814 | 0.55067 | 28634.84 | 0.23104 | 20562.56 | 1 | 5000 | 28634.84 | 20562.56 | 0 | 0 | 0 | 0 | 7616.6 | 0 | 0 | 0 | 0 | 0 | 7616.6
2022110913 | 4 | 0.638 | 63800 | 0.54813 | 28502.76 | 0.22741 | 20239.49 | 1 | 5000 | 28502.76 | 20239.49 | 0 | 0 | 0 | 0 | 10057.75 | 0 | 0 | 0 | 0 | 0 | 10057.75
2022110914 | 4 | 0.65528 | 65528 | 0.5422 | 28194.4 | 0.2353 | 20941.7 | 1 | 5000 | 28194.4 | 20941.7 | 0 | 0 | 0 | 0 | 11391.9 | 0 | 0 | 0 | 0 | 0 | 11391.9
2022110915 | 4 | 0.66763 | 66763 | 0.55605 | 28914.6 | 0.22546 | 20065.94 | 1 | 5000 | 28914.6 | 20065.94 | 0 | 0 | 0 | 0 | 12782.46 | 0 | 0 | 0 | 0 | 0 | 12782.46
2022110916 | 4 | 0.66842 | 66842 | 0.56362 | 29308.24 | 0.21498 | 19133.22 | 1 | 5000 | 29308.24 | 19133.22 | 0 | 0 | 0 | 0 | 13400.54 | 0 | 0 | 0 | 0 | 0 | 13400.54
2022110917 | 4 | 0.66624 | 66624 | 0.57566 | 29934.32 | 0.10325 | 9189.25 | 1 | 5000 | 29934.32 | 9189.25 | 0 | 0 | 0 | 0 | 22500.43 | 0 | 0 | 0 | 0 | 0 | 22500.43
2022110918 | 4 | 0.65512 | 65512 | 0.58613 | 30478.76 | 0.01695 | 1508.55 | 1 | 5000 | 30478.76 | 1508.55 | 0 | 0 | 0 | 0 | 28524.69 | 0 | 0 | 0 | 0 | 0 | 28524.69
2022110919 | 4 | 0.64985 | 64985 | 0.60408 | 31412.16 | 0.00013 | 11.57 | 1 | 5000 | 31412.16 | 11.57 | 0 | 0 | 0 | 0 | 28561.27 | 0 | 0 | 0 | 0 | 0 | 28561.27
2022110920 | 4 | 0.62821 | 62821 | 0.61557 | 32009.64 | 0 | 0 | 1 | 5000 | 32009.64 | 0 | 0 | 0 | 0 | 0 | 25811.36 | 0 | 0 | 0 | 0 | 0 | 25811.36
2022110921 | 4 | 0.6076 | 60760 | 0.60018 | 31209.36 | 0 | 0 | 1 | 5000 | 31209.36 | 0 | 0 | 0 | 0 | 0 | 24550.64 | 0 | 0 | 0 | 0 | 0 | 24550.64
2022110922 | 4 | 0.58298 | 58298 | 0.5797 | 30144.4 | 0 | 0 | 1 | 5000 | 30144.4 | 0 | 0 | 0 | 0 | 0 | 23153.6 | 0 | 0 | 0 | 0 | 0 | 23153.6
2022110923 | 4 | 0.5515 | 55150 | 0.56873 | 29573.96 | 0.00027 | 24.03 | 1 | 5000 | 29573.96 | 24.03 | 0 | 0 | 0 | 0 | 20552.01 | 0 | 0 | 0 | 0 | 0 | 20552.01
2022110924 | 4 | 0.5164 | 51640 | 0.56129 | 29187.08 | 0 | 0 | 1 | 5000 | 29187.08 | 0 | 0 | 0 | 0 | 0 | 17452.92 | 0 | 0 | 0 | 0 | 0 | 17452.92
2022111001 | 5 | 0.48977 | 48977 | 0.56022 | 29131.44 | 0 | 0 | 1 | 5000 | 29131.44 | 0 | 0 | 0 | 0 | 0 | 14845.56 | 0 | 0 | 0 | 0 | 0 | 14845.56
2022111002 | 5 | 0.47217 | 47217 | 0.56144 | 29194.88 | 0 | 0 | 1 | 5000 | 29194.88 | 0 | 0 | 0 | 0 | 0 | 13022.12 | 0 | 0 | 0 | 0 | 0 | 13022.12
2022111003 | 5 | 0.46131 | 46131 | 0.54965 | 28581.8 | 0 | 0 | 1 | 5000 | 28581.8 | 0 | 0 | 0 | 0 | 0 | 12549.2 | 0 | 0 | 0 | 0 | 0 | 12549.2
2022111004 | 5 | 0.45758 | 45758 | 0.5445 | 28314 | 0 | 0 | 1 | 5000 | 28314 | 0 | 0 | 0 | 0 | 0 | 12444 | 0 | 0 | 0 | 0 | 0 | 12444
2022111005 | 5 | 0.46165 | 46165 | 0.53456 | 27797.12 | 0 | 0 | 1 | 5000 | 27797.12 | 0 | 0 | 0 | 0 | 0 | 13367.88 | 0 | 0 | 0 | 0 | 0 | 13367.88
2022111006 | 5 | 0.48081 | 48081 | 0.514 | 26728 | 0 | 0 | 1 | 5000 | 26728 | 0 | 0 | 0 | 0 | 0 | 16353 | 0 | 0 | 0 | 0 | 0 | 16353
2022111007 | 5 | 0.51253 | 51253 | 0.46175 | 24011 | 0.00015 | 13.35 | 1 | 5000 | 24011 | 13.35 | 0 | 0 | 0 | 0 | 22228.65 | 0 | 0 | 0 | 0 | 0 | 22228.65
2022111008 | 5 | 0.52337 | 52337 | 0.39916 | 20756.32 | 0.05611 | 4993.79 | 1 | 5000 | 20756.32 | 4993.79 | 0 | 0 | 0 | 0 | 21586.89 | 0 | 0 | 0 | 0 | 0 | 21586.89
2022111009 | 5 | 0.5396 | 53960 | 0.31976 | 16627.52 | 0.31535 | 28066.15 | 1 | 5000 | 16627.52 | 28066.15 | 0 | 0 | 0 | 0 | 4266.33 | 0 | 0 | 0 | 0 | 0 | 4266.33
2022111010 | 5 | 0.564 | 56400 | 0.32923 | 17119.96 | 0.49736 | 44265.04 | 1 | 5000 | 17119.96 | 34280.04 | 0 | 0 | 9985 | 9985 | 0 | 8487.25 | 0 | 0 | 0 | 8487.25 | 0
2022111011 | 5 | 0.58239 | 58239 | 0.32964 | 17141.28 | 0.51362 | 45712.18 | 1 | 5000 | 17141.28 | 36097.72 | 0 | 0 | 9614.46 | 9614.46 | 0 | 16659.541 | 0 | 0 | 0 | 8172.291 | 0
2022111012 | 5 | 0.59536 | 59536 | 0.26162 | 13604.24 | 0.5066 | 45087.4 | 1 | 5000 | 13604.24 | 40931.76 | 0 | 0 | 4155.64 | 4155.64 | 0 | 20191.835 | 0 | 0 | 0 | 3532.294 | 0
2022111013 | 5 | 0.60801 | 60801 | 0.1938 | 10077.6 | 0.50734 | 45153.26 | 1 | 5000 | 10077.6 | 45153.26 | 0 | 0 | 0 | 0 | 570.14 | 19621.695 | 570.14 | 0 | 0 | 0 | 0
2022111014 | 5 | 0.62028 | 62028 | 0.14846 | 7719.92 | 0.5275 | 46947.5 | 1 | 5000 | 7719.92 | 46947.5 | 0 | 0 | 0 | 0 | 2360.58 | 17261.115 | 2360.58 | 0 | 0 | 0 | 0
2022111015 | 5 | 0.62882 | 62882 | 0.1349 | 7014.8 | 0.54923 | 48881.47 | 1 | 5000 | 7014.8 | 48881.47 | 0 | 0 | 0 | 0 | 1985.73 | 15275.385 | 1985.73 | 0 | 0 | 0 | 0
2022111016 | 5 | 0.63159 | 63159 | 0.14243 | 7406.36 | 0.52185 | 46444.65 | 1 | 5000 | 7406.36 | 46444.65 | 0 | 0 | 0 | 0 | 4307.99 | 10967.395 | 4307.99 | 0 | 0 | 0 | 0
2022111017 | 5 | 0.62338 | 62338 | 0.16403 | 8529.56 | 0.31214 | 27780.46 | 1 | 5000 | 8529.56 | 27780.46 | 0 | 0 | 0 | 0 | 21027.98 | 0 | 10967.395 | 0 | 0 | 0 | 10060.585
2022111018 | 5 | 0.6143 | 61430 | 0.19688 | 10237.76 | 0.03458 | 3077.62 | 1 | 5000 | 10237.76 | 3077.62 | 0 | 0 | 0 | 0 | 43114.62 | 0 | 0 | 0 | 0 | 0 | 43114.62
2022111019 | 5 | 0.61576 | 61576 | 0.24154 | 12560.08 | 0 | 0 | 1 | 5000 | 12560.08 | 0 | 0 | 0 | 0 | 0 | 44015.92 | 0 | 0 | 0 | 0 | 0 | 44015.92
2022111020 | 5 | 0.60264 | 60264 | 0.2677 | 13920.4 | 0 | 0 | 1 | 5000 | 13920.4 | 0 | 0 | 0 | 0 | 0 | 41343.6 | 0 | 0 | 0 | 0 | 0 | 41343.6
2022111021 | 5 | 0.58424 | 58424 | 0.2945 | 15314 | 0 | 0 | 1 | 5000 | 15314 | 0 | 0 | 0 | 0 | 0 | 38110 | 0 | 0 | 0 | 0 | 0 | 38110
2022111022 | 5 | 0.56636 | 56636 | 0.34808 | 18100.16 | 0 | 0 | 1 | 5000 | 18100.16 | 0 | 0 | 0 | 0 | 0 | 33535.84 | 0 | 0 | 0 | 0 | 0 | 33535.84
2022111023 | 5 | 0.53285 | 53285 | 0.38124 | 19824.48 | 0 | 0 | 1 | 5000 | 19824.48 | 0 | 0 | 0 | 0 | 0 | 28460.52 | 0 | 0 | 0 | 0 | 0 | 28460.52
2022111024 | 5 | 0.49871 | 49871 | 0.35475 | 18447 | 0 | 0 | 1 | 5000 | 18447 | 0 | 0 | 0 | 0 | 0 | 26424 | 0 | 0 | 0 | 0 | 0 | 26424
2022111101 | 6 | 0.47273 | 47273 | 0.35923 | 18679.96 | 0 | 0 | 1 | 5000 | 18679.96 | 0 | 0 | 0 | 0 | 0 | 23593.04 | 0 | 0 | 0 | 0 | 0 | 23593.04
2022111102 | 6 | 0.45541 | 45541 | 0.36089 | 18766.28 | 0 | 0 | 1 | 5000 | 18766.28 | 0 | 0 | 0 | 0 | 0 | 21774.72 | 0 | 0 | 0 | 0 | 0 | 21774.72
2022111103 | 6 | 0.44413 | 44413 | 0.3959 | 20586.8 | 0 | 0 | 1 | 5000 | 20586.8 | 0 | 0 | 0 | 0 | 0 | 18826.2 | 0 | 0 | 0 | 0 | 0 | 18826.2
2022111104 | 6 | 0.43939 | 43939 | 0.41435 | 21546.2 | 0 | 0 | 1 | 5000 | 21546.2 | 0 | 0 | 0 | 0 | 0 | 17392.8 | 0 | 0 | 0 | 0 | 0 | 17392.8
2022111105 | 6 | 0.44525 | 44525 | 0.47531 | 24716.12 | 0 | 0 | 1 | 5000 | 24716.12 | 0 | 0 | 0 | 0 | 0 | 14808.88 | 0 | 0 | 0 | 0 | 0 | 14808.88
2022111106 | 6 | 0.46505 | 46505 | 0.53602 | 27873.04 | 0 | 0 | 1 | 5000 | 27873.04 | 0 | 0 | 0 | 0 | 0 | 13631.96 | 0 | 0 | 0 | 0 | 0 | 13631.96
2022111107 | 6 | 0.4999 | 49990 | 0.56089 | 29166.28 | 0.00014 | 12.46 | 1 | 5000 | 29166.28 | 12.46 | 0 | 0 | 0 | 0 | 15811.26 | 0 | 0 | 0 | 0 | 0 | 15811.26
2022111108 | 6 | 0.5166 | 51660 | 0.53973 | 28065.96 | 0.03671 | 3267.19 | 1 | 5000 | 28065.96 | 3267.19 | 0 | 0 | 0 | 0 | 15326.85 | 0 | 0 | 0 | 0 | 0 | 15326.85
2022111109 | 6 | 0.53754 | 53754 | 0.5185 | 26962 | 0.12366 | 11005.74 | 1 | 5000 | 26962 | 11005.74 | 0 | 0 | 0 | 0 | 10786.26 | 0 | 0 | 0 | 0 | 0 | 10786.26
2022111110 | 6 | 0.56143 | 56143 | 0.54583 | 28383.16 | 0.13548 | 12057.72 | 1 | 5000 | 28383.16 | 12057.72 | 0 | 0 | 0 | 0 | 10702.12 | 0 | 0 | 0 | 0 | 0 | 10702.12
2022111111 | 6 | 0.57746 | 57746 | 0.54067 | 28114.84 | 0.13474 | 11991.86 | 1 | 5000 | 28114.84 | 11991.86 | 0 | 0 | 0 | 0 | 12639.3 | 0 | 0 | 0 | 0 | 0 | 12639.3
2022111112 | 6 | 0.5898 | 58980 | 0.52989 | 27554.28 | 0.14546 | 12945.94 | 1 | 5000 | 27554.28 | 12945.94 | 0 | 0 | 0 | 0 | 13479.78 | 0 | 0 | 0 | 0 | 0 | 13479.78
2022111113 | 6 | 0.59511 | 59511 | 0.52162 | 27124.24 | 0.1562 | 13901.8 | 1 | 5000 | 27124.24 | 13901.8 | 0 | 0 | 0 | 0 | 13484.96 | 0 | 0 | 0 | 0 | 0 | 13484.96
2022111114 | 6 | 0.59566 | 59566 | 0.51446 | 26751.92 | 0.16627 | 14798.03 | 1 | 5000 | 26751.92 | 14798.03 | 0 | 0 | 0 | 0 | 13016.05 | 0 | 0 | 0 | 0 | 0 | 13016.05
2022111115 | 6 | 0.59168 | 59168 | 0.51036 | 26538.72 | 0.16979 | 15111.31 | 1 | 5000 | 26538.72 | 15111.31 | 0 | 0 | 0 | 0 | 12517.97 | 0 | 0 | 0 | 0 | 0 | 12517.97
2022111116 | 6 | 0.58863 | 58863 | 0.50535 | 26278.2 | 0.1751 | 15583.9 | 1 | 5000 | 26278.2 | 15583.9 | 0 | 0 | 0 | 0 | 12000.9 | 0 | 0 | 0 | 0 | 0 | 12000.9
2022111117 | 6 | 0.5818 | 58180 | 0.51117 | 26580.84 | 0.1354 | 12050.6 | 1 | 5000 | 26580.84 | 12050.6 | 0 | 0 | 0 | 0 | 14548.56 | 0 | 0 | 0 | 0 | 0 | 14548.56
2022111118 | 6 | 0.58176 | 58176 | 0.48095 | 25009.4 | 0.04391 | 3907.99 | 1 | 5000 | 25009.4 | 3907.99 | 0 | 0 | 0 | 0 | 24258.61 | 0 | 0 | 0 | 0 | 0 | 24258.61
2022111119 | 6 | 0.57711 | 57711 | 0.45266 | 23538.32 | 0 | 0 | 1 | 5000 | 23538.32 | 0 | 0 | 0 | 0 | 0 | 29172.68 | 0 | 0 | 0 | 0 | 0 | 29172.68
2022111120 | 6 | 0.56392 | 56392 | 0.45402 | 23609.04 | 0 | 0 | 1 | 5000 | 23609.04 | 0 | 0 | 0 | 0 | 0 | 27782.96 | 0 | 0 | 0 | 0 | 0 | 27782.96
2022111121 | 6 | 0.55089 | 55089 | 0.45228 | 23518.56 | 0 | 0 | 1 | 5000 | 23518.56 | 0 | 0 | 0 | 0 | 0 | 26570.44 | 0 | 0 | 0 | 0 | 0 | 26570.44
2022111122 | 6 | 0.53705 | 53705 | 0.44092 | 22927.84 | 0 | 0 | 1 | 5000 | 22927.84 | 0 | 0 | 0 | 0 | 0 | 25777.16 | 0 | 0 | 0 | 0 | 0 | 25777.16
2022111123 | 6 | 0.51857 | 51857 | 0.41242 | 21445.84 | 0 | 0 | 1 | 5000 | 21445.84 | 0 | 0 | 0 | 0 | 0 | 25411.16 | 0 | 0 | 0 | 0 | 0 | 25411.16
2022111124 | 6 | 0.49639 | 49639 | 0.37839 | 19676.28 | 0 | 0 | 1 | 5000 | 19676.28 | 0 | 0 | 0 | 0 | 0 | 24962.72 | 0 | 0 | 0 | 0 | 0 | 24962.72
2022111201 | 7 | 0.48051 | 48051 | 0.34439 | 17908.28 | 0 | 0 | 1 | 5000 | 17908.28 | 0 | 0 | 0 | 0 | 0 | 25142.72 | 0 | 0 | 0 | 0 | 0 | 25142.72
2022111202 | 7 | 0.47273 | 47273 | 0.3312 | 17222.4 | 0 | 0 | 1 | 5000 | 17222.4 | 0 | 0 | 0 | 0 | 0 | 25050.6 | 0 | 0 | 0 | 0 | 0 | 25050.6
2022111203 | 7 | 0.46912 | 46912 | 0.3342 | 17378.4 | 0 | 0 | 1 | 5000 | 17378.4 | 0 | 0 | 0 | 0 | 0 | 24533.6 | 0 | 0 | 0 | 0 | 0 | 24533.6
2022111204 | 7 | 0.47148 | 47148 | 0.31768 | 16519.36 | 0 | 0 | 1 | 5000 | 16519.36 | 0 | 0 | 0 | 0 | 0 | 25628.64 | 0 | 0 | 0 | 0 | 0 | 25628.64
2022111205 | 7 | 0.47786 | 47786 | 0.29133 | 15149.16 | 0 | 0 | 1 | 5000 | 15149.16 | 0 | 0 | 0 | 0 | 0 | 27636.84 | 0 | 0 | 0 | 0 | 0 | 27636.84
2022111206 | 7 | 0.49402 | 49402 | 0.27811 | 14461.72 | 0 | 0 | 1 | 5000 | 14461.72 | 0 | 0 | 0 | 0 | 0 | 29940.28 | 0 | 0 | 0 | 0 | 0 | 29940.28
2022111207 | 7 | 0.51657 | 51657 | 0.24411 | 12693.72 | 0.00013 | 11.57 | 1 | 5000 | 12693.72 | 11.57 | 0 | 0 | 0 | 0 | 33951.71 | 0 | 0 | 0 | 0 | 0 | 33951.71
2022111208 | 7 | 0.53612 | 53612 | 0.22025 | 11453 | 0.07498 | 6673.22 | 1 | 5000 | 11453 | 6673.22 | 0 | 0 | 0 | 0 | 30485.78 | 0 | 0 | 0 | 0 | 0 | 30485.78
2022111209 | 7 | 0.55091 | 55091 | 0.17701 | 9204.52 | 0.45621 | 40602.69 | 1 | 5000 | 9204.52 | 40602.69 | 0 | 0 | 0 | 0 | 283.79 | 0 | 0 | 0 | 0 | 0 | 283.79
2022111210 | 7 | 0.55094 | 55094 | 0.15866 | 8250.32 | 0.64047 | 57001.83 | 1 | 5000 | 8250.32 | 41843.68 | 0 | 0 | 15158.15 | 15158.15 | 0 | 12884.4275 | 0 | 0 | 0 | 12884.4275 | 0
2022111211 | 7 | 0.54035 | 54035 | 0.1571 | 8169.2 | 0.6635 | 59051.5 | 1 | 5000 | 8169.2 | 40865.8 | 0 | 0 | 18185.7 | 18185.7 | 0 | 28342.2725 | 0 | 0 | 0 | 15457.845 | 0
2022111212 | 7 | 0.52549 | 52549 | 0.15438 | 8027.76 | 0.65655 | 58432.95 | 1 | 5000 | 8027.76 | 39521.24 | 0 | 0 | 18911.71 | 18911.71 | 0 | 44417.226 | 0 | 0 | 0 | 16074.9535 | 0
2022111213 | 7 | 0.51054 | 51054 | 0.13913 | 7234.76 | 0.65076 | 57917.64 | 1 | 5000 | 7234.76 | 38819.24 | 0 | 0 | 19098.4 | 19098.4 | 0 | 60650.866 | 0 | 0 | 0 | 16233.64 | 0
2022111214 | 7 | 0.49757 | 49757 | 0.13023 | 6771.96 | 0.6637 | 59069.3 | 1 | 5000 | 6771.96 | 37985.04 | 0 | 0 | 21084.26 | 21084.26 | 0 | 78572.487 | 0 | 0 | 0 | 17921.621 | 0
2022111215 | 7 | 0.49042 | 49042 | 0.12495 | 6497.4 | 0.68172 | 60673.08 | 1 | 5000 | 6497.4 | 37544.6 | 0 | 0 | 23128.48 | 23128.48 | 0 | 98231.695 | 0 | 0 | 0 | 19659.208 | 0
2022111216 | 7 | 0.49083 | 49083 | 0.11346 | 5899.92 | 0.67628 | 60188.92 | 1 | 5000 | 5899.92 | 38183.08 | 0 | 0 | 22005.84 | 22005.84 | 0 | 116936.659 | 0 | 0 | 0 | 18704.964 | 0
2022111217 | 7 | 0.49538 | 49538 | 0.10135 | 5270.2 | 0.43142 | 38396.38 | 1 | 5000 | 5270.2 | 38396.38 | 0 | 0 | 0 | 0 | 871.42 | 116065.239 | 871.42 | 0 | 0 | 0 | 0
2022111218 | 7 | 0.51978 | 51978 | 0.10008 | 5204.16 | 0.05685 | 5059.65 | 1 | 5000 | 5204.16 | 5059.65 | 0 | 0 | 0 | 0 | 36714.19 | 79351.049 | 36714.19 | 0 | 0 | 0 | 0
2022111219 | 7 | 0.5397 | 53970 | 0.14941 | 7769.32 | 5e-05 | 4.45 | 1 | 5000 | 7769.32 | 4.45 | 0 | 0 | 0 | 0 | 41196.23 | 38154.819 | 41196.23 | 0 | 0 | 0 | 0
2022111220 | 7 | 0.54132 | 54132 | 0.21886 | 11380.72 | 0 | 0 | 1 | 5000 | 11380.72 | 0 | 0 | 0 | 0 | 0 | 37751.28 | 403.539 | 37751.28 | 0 | 0 | 0 | 0
2022111221 | 7 | 0.53969 | 53969 | 0.26574 | 13818.48 | 0 | 0 | 1 | 5000 | 13818.48 | 0 | 0 | 0 | 0 | 0 | 35150.52 | 0 | 403.539 | 0 | 0 | 0 | 34746.981
2022111222 | 7 | 0.53599 | 53599 | 0.29844 | 15518.88 | 0 | 0 | 1 | 5000 | 15518.88 | 0 | 0 | 0 | 0 | 0 | 33080.12 | 0 | 0 | 0 | 0 | 0 | 33080.12
2022111223 | 7 | 0.52679 | 52679 | 0.34485 | 17932.2 | 0 | 0 | 1 | 5000 | 17932.2 | 0 | 0 | 0 | 0 | 0 | 29746.8 | 0 | 0 | 0 | 0 | 0 | 29746.8
2022111224 | 7 | 0.51748 | 51748 | 0.40573 | 21097.96 | 0 | 0 | 1 | 5000 | 21097.96 | 0 | 0 | 0 | 0 | 0 | 25650.04 | 0 | 0 | 0 | 0 | 0 | 25650.04
2022111301 | 1 | 0.51012 | 51012 | 0.45 | 23400 | 0 | 0 | 1 | 5000 | 23400 | 0 | 0 | 0 | 0 | 0 | 22612 | 0 | 0 | 0 | 0 | 0 | 22612
2022111302 | 1 | 0.50752 | 50752 | 0.47219 | 24553.88 | 0 | 0 | 1 | 5000 | 24553.88 | 0 | 0 | 0 | 0 | 0 | 21198.12 | 0 | 0 | 0 | 0 | 0 | 21198.12
2022111303 | 1 | 0.50692 | 50692 | 0.48938 | 25447.76 | 0 | 0 | 1 | 5000 | 25447.76 | 0 | 0 | 0 | 0 | 0 | 20244.24 | 0 | 0 | 0 | 0 | 0 | 20244.24
2022111304 | 1 | 0.51095 | 51095 | 0.50019 | 26009.88 | 0 | 0 | 1 | 5000 | 26009.88 | 0 | 0 | 0 | 0 | 0 | 20085.12 | 0 | 0 | 0 | 0 | 0 | 20085.12
2022111305 | 1 | 0.51739 | 51739 | 0.49016 | 25488.32 | 0 | 0 | 1 | 5000 | 25488.32 | 0 | 0 | 0 | 0 | 0 | 21250.68 | 0 | 0 | 0 | 0 | 0 | 21250.68
2022111306 | 1 | 0.52983 | 52983 | 0.48503 | 25221.56 | 0 | 0 | 1 | 5000 | 25221.56 | 0 | 0 | 0 | 0 | 0 | 22761.44 | 0 | 0 | 0 | 0 | 0 | 22761.44
2022111307 | 1 | 0.54675 | 54675 | 0.48996 | 25477.92 | 0.0002 | 17.8 | 1 | 5000 | 25477.92 | 17.8 | 0 | 0 | 0 | 0 | 24179.28 | 0 | 0 | 0 | 0 | 0 | 24179.28
2022111308 | 1 | 0.56158 | 56158 | 0.49054 | 25508.08 | 0.09199 | 8187.11 | 1 | 5000 | 25508.08 | 8187.11 | 0 | 0 | 0 | 0 | 17462.81 | 0 | 0 | 0 | 0 | 0 | 17462.81
2022111309 | 1 | 0.56239 | 56239 | 0.42961 | 22339.72 | 0.42002 | 37381.78 | 1 | 5000 | 22339.72 | 28899.28 | 0 | 0 | 8482.5 | 8482.5 | 0 | 7210.125 | 0 | 0 | 0 | 7210.125 | 0
2022111310 | 1 | 0.55536 | 55536 | 0.40997 | 21318.44 | 0.50047 | 44541.83 | 1 | 5000 | 21318.44 | 29217.56 | 0 | 0 | 15324.27 | 15324.27 | 0 | 20235.7545 | 0 | 0 | 0 | 13025.6295 | 0
2022111311 | 1 | 0.53986 | 53986 | 0.4438 | 23077.6 | 0.44794 | 39866.66 | 1 | 5000 | 23077.6 | 25908.4 | 0 | 0 | 13958.26 | 13958.26 | 0 | 32100.2755 | 0 | 0 | 0 | 11864.521 | 0
2022111312 | 1 | 0.52423 | 52423 | 0.44369 | 23071.88 | 0.43987 | 39148.43 | 1 | 5000 | 23071.88 | 24351.12 | 0 | 0 | 14797.31 | 14797.31 | 0 | 44677.989 | 0 | 0 | 0 | 12577.7135 | 0
2022111313 | 1 | 0.51169 | 51169 | 0.44751 | 23270.52 | 0.43036 | 38302.04 | 1 | 5000 | 23270.52 | 22898.48 | 0 | 0 | 15403.56 | 15403.56 | 0 | 57771.015 | 0 | 0 | 0 | 13093.026 | 0
2022111314 | 1 | 0.50322 | 50322 | 0.45085 | 23444.2 | 0.42074 | 37445.86 | 1 | 5000 | 23444.2 | 21877.8 | 0 | 0 | 15568.06 | 15568.06 | 0 | 71003.866 | 0 | 0 | 0 | 13232.851 | 0
2022111315 | 1 | 0.49949 | 49949 | 0.45802 | 23817.04 | 0.39793 | 35415.77 | 1 | 5000 | 23817.04 | 21131.96 | 0 | 0 | 14283.81 | 14283.81 | 0 | 83145.1045 | 0 | 0 | 0 | 12141.2385 | 0
2022111316 | 1 | 0.49963 | 49963 | 0.46407 | 24131.64 | 0.35159 | 31291.51 | 1 | 5000 | 24131.64 | 20831.36 | 0 | 0 | 10460.15 | 10460.15 | 0 | 92036.232 | 0 | 0 | 0 | 8891.1275 | 0
2022111317 | 1 | 0.50912 | 50912 | 0.47986 | 24952.72 | 0.16263 | 14474.07 | 1 | 5000 | 24952.72 | 14474.07 | 0 | 0 | 0 | 0 | 6485.21 | 85551.022 | 6485.21 | 0 | 0 | 0 | 0
2022111318 | 1 | 0.53352 | 53352 | 0.44939 | 23368.28 | 0.02016 | 1794.24 | 1 | 5000 | 23368.28 | 1794.24 | 0 | 0 | 0 | 0 | 23189.48 | 62361.542 | 23189.48 | 0 | 0 | 0 | 0
2022111319 | 1 | 0.55272 | 55272 | 0.45331 | 23572.12 | 0 | 0 | 1 | 5000 | 23572.12 | 0 | 0 | 0 | 0 | 0 | 26699.88 | 35661.662 | 26699.88 | 0 | 0 | 0 | 0
2022111320 | 1 | 0.55797 | 55797 | 0.48726 | 25337.52 | 0 | 0 | 1 | 5000 | 25337.52 | 0 | 0 | 0 | 0 | 0 | 25459.48 | 10202.182 | 25459.48 | 0 | 0 | 0 | 0
2022111321 | 1 | 0.55402 | 55402 | 0.51654 | 26860.08 | 0 | 0 | 1 | 5000 | 26860.08 | 0 | 0 | 0 | 0 | 0 | 23541.92 | 0 | 10202.182 | 0 | 0 | 0 | 13339.738
2022111322 | 1 | 0.54152 | 54152 | 0.52765 | 27437.8 | 0 | 0 | 1 | 5000 | 27437.8 | 0 | 0 | 0 | 0 | 0 | 21714.2 | 0 | 0 | 0 | 0 | 0 | 21714.2
2022111323 | 1 | 0.52024 | 52024 | 0.52687 | 27397.24 | 0 | 0 | 1 | 5000 | 27397.24 | 0 | 0 | 0 | 0 | 0 | 19626.76 | 0 | 0 | 0 | 0 | 0 | 19626.76
2022111324 | 1 | 0.49698 | 49698 | 0.53303 | 27717.56 | 0 | 0 | 1 | 5000 | 27717.56 | 0 | 0 | 0 | 0 | 0 | 16980.44 | 0 | 0 | 0 | 0 | 0 | 16980.44
2022111401 | 2 | 0.47931 | 47931 | 0.53612 | 27878.24 | 0 | 0 | 1 | 5000 | 27878.24 | 0 | 0 | 0 | 0 | 0 | 15052.76 | 0 | 0 | 0 | 0 | 0 | 15052.76
2022111402 | 2 | 0.47171 | 47171 | 0.5273 | 27419.6 | 0 | 0 | 1 | 5000 | 27419.6 | 0 | 0 | 0 | 0 | 0 | 14751.4 | 0 | 0 | 0 | 0 | 0 | 14751.4
2022111403 | 2 | 0.46656 | 46656 | 0.49509 | 25744.68 | 0 | 0 | 1 | 5000 | 25744.68 | 0 | 0 | 0 | 0 | 0 | 15911.32 | 0 | 0 | 0 | 0 | 0 | 15911.32
2022111404 | 2 | 0.4684 | 46840 | 0.457 | 23764 | 0 | 0 | 1 | 5000 | 23764 | 0 | 0 | 0 | 0 | 0 | 18076 | 0 | 0 | 0 | 0 | 0 | 18076
2022111405 | 2 | 0.47862 | 47862 | 0.41414 | 21535.28 | 0 | 0 | 1 | 5000 | 21535.28 | 0 | 0 | 0 | 0 | 0 | 21326.72 | 0 | 0 | 0 | 0 | 0 | 21326.72
2022111406 | 2 | 0.50665 | 50665 | 0.3719 | 19338.8 | 0 | 0 | 1 | 5000 | 19338.8 | 0 | 0 | 0 | 0 | 0 | 26326.2 | 0 | 0 | 0 | 0 | 0 | 26326.2
2022111407 | 2 | 0.54748 | 54748 | 0.30506 | 15863.12 | 4e-05 | 3.56 | 1 | 5000 | 15863.12 | 3.56 | 0 | 0 | 0 | 0 | 33881.32 | 0 | 0 | 0 | 0 | 0 | 33881.32
2022111408 | 2 | 0.56535 | 56535 | 0.23776 | 12363.52 | 0.01452 | 1292.28 | 1 | 5000 | 12363.52 | 1292.28 | 0 | 0 | 0 | 0 | 37879.2 | 0 | 0 | 0 | 0 | 0 | 37879.2
2022111409 | 2 | 0.57366 | 57366 | 0.23168 | 12047.36 | 0.09152 | 8145.28 | 1 | 5000 | 12047.36 | 8145.28 | 0 | 0 | 0 | 0 | 32173.36 | 0 | 0 | 0 | 0 | 0 | 32173.36
2022111410 | 2 | 0.58214 | 58214 | 0.20456 | 10637.12 | 0.21482 | 19118.98 | 1 | 5000 | 10637.12 | 19118.98 | 0 | 0 | 0 | 0 | 23457.9 | 0 | 0 | 0 | 0 | 0 | 23457.9
2022111411 | 2 | 0.58698 | 58698 | 0.19435 | 10106.2 | 0.32066 | 28538.74 | 1 | 5000 | 10106.2 | 28538.74 | 0 | 0 | 0 | 0 | 15053.06 | 0 | 0 | 0 | 0 | 0 | 15053.06
2022111412 | 2 | 0.59147 | 59147 | 0.25909 | 13472.68 | 0.36131 | 32156.59 | 1 | 5000 | 13472.68 | 32156.59 | 0 | 0 | 0 | 0 | 8517.73 | 0 | 0 | 0 | 0 | 0 | 8517.73
2022111413 | 2 | 0.59279 | 59279 | 0.32717 | 17012.84 | 0.34019 | 30276.91 | 1 | 5000 | 17012.84 | 30276.91 | 0 | 0 | 0 | 0 | 6989.25 | 0 | 0 | 0 | 0 | 0 | 6989.25
2022111414 | 2 | 0.59685 | 59685 | 0.39339 | 20456.28 | 0.34482 | 30688.98 | 1 | 5000 | 20456.28 | 30688.98 | 0 | 0 | 0 | 0 | 3539.74 | 0 | 0 | 0 | 0 | 0 | 3539.74
2022111415 | 2 | 0.59384 | 59384 | 0.46091 | 23967.32 | 0.29875 | 26588.75 | 1 | 5000 | 23967.32 | 26588.75 | 0 | 0 | 0 | 0 | 3827.93 | 0 | 0 | 0 | 0 | 0 | 3827.93
2022111416 | 2 | 0.59074 | 59074 | 0.51968 | 27023.36 | 0.20742 | 18460.38 | 1 | 5000 | 27023.36 | 18460.38 | 0 | 0 | 0 | 0 | 8590.26 | 0 | 0 | 0 | 0 | 0 | 8590.26
2022111417 | 2 | 0.59527 | 59527 | 0.53201 | 27664.52 | 0.12926 | 11504.14 | 1 | 5000 | 27664.52 | 11504.14 | 0 | 0 | 0 | 0 | 15358.34 | 0 | 0 | 0 | 0 | 0 | 15358.34
2022111418 | 2 | 0.6154 | 61540 | 0.53797 | 27974.44 | 0.03021 | 2688.69 | 1 | 5000 | 27974.44 | 2688.69 | 0 | 0 | 0 | 0 | 25876.87 | 0 | 0 | 0 | 0 | 0 | 25876.87
2022111419 | 2 | 0.62312 | 62312 | 0.52587 | 27345.24 | 0.00047 | 41.83 | 1 | 5000 | 27345.24 | 41.83 | 0 | 0 | 0 | 0 | 29924.93 | 0 | 0 | 0 | 0 | 0 | 29924.93
2022111420 | 2 | 0.61041 | 61041 | 0.50137 | 26071.24 | 0 | 0 | 1 | 5000 | 26071.24 | 0 | 0 | 0 | 0 | 0 | 29969.76 | 0 | 0 | 0 | 0 | 0 | 29969.76
2022111421 | 2 | 0.59766 | 59766 | 0.44617 | 23200.84 | 0 | 0 | 1 | 5000 | 23200.84 | 0 | 0 | 0 | 0 | 0 | 31565.16 | 0 | 0 | 0 | 0 | 0 | 31565.16
2022111422 | 2 | 0.57609 | 57609 | 0.39769 | 20679.88 | 0 | 0 | 1 | 5000 | 20679.88 | 0 | 0 | 0 | 0 | 0 | 31929.12 | 0 | 0 | 0 | 0 | 0 | 31929.12
2022111423 | 2 | 0.54793 | 54793 | 0.36613 | 19038.76 | 0 | 0 | 1 | 5000 | 19038.76 | 0 | 0 | 0 | 0 | 0 | 30754.24 | 0 | 0 | 0 | 0 | 0 | 30754.24
2022111424 | 2 | 0.52323 | 52323 | 0.34093 | 17728.36 | 0 | 0 | 1 | 5000 | 17728.36 | 0 | 0 | 0 | 0 | 0 | 29594.64 | 0 | 0 | 0 | 0 | 0 | 29594.64
2022111501 | 3 | 0.51065 | 51065 | 0.3394 | 17648.8 | 0 | 0 | 1 | 5000 | 17648.8 | 0 | 0 | 0 | 0 | 0 | 28416.2 | 0 | 0 | 0 | 0 | 0 | 28416.2
2022111502 | 3 | 0.50345 | 50345 | 0.34596 | 17989.92 | 0 | 0 | 1 | 5000 | 17989.92 | 0 | 0 | 0 | 0 | 0 | 27355.08 | 0 | 0 | 0 | 0 | 0 | 27355.08
2022111503 | 3 | 0.50175 | 50175 | 0.33392 | 17363.84 | 0 | 0 | 1 | 5000 | 17363.84 | 0 | 0 | 0 | 0 | 0 | 27811.16 | 0 | 0 | 0 | 0 | 0 | 27811.16
2022111504 | 3 | 0.50436 | 50436 | 0.32374 | 16834.48 | 0 | 0 | 1 | 5000 | 16834.48 | 0 | 0 | 0 | 0 | 0 | 28601.52 | 0 | 0 | 0 | 0 | 0 | 28601.52
2022111505 | 3 | 0.51982 | 51982 | 0.30705 | 15966.6 | 0 | 0 | 1 | 5000 | 15966.6 | 0 | 0 | 0 | 0 | 0 | 31015.4 | 0 | 0 | 0 | 0 | 0 | 31015.4
2022111506 | 3 | 0.55612 | 55612 | 0.30355 | 15784.6 | 0 | 0 | 1 | 5000 | 15784.6 | 0 | 0 | 0 | 0 | 0 | 34827.4 | 0 | 0 | 0 | 0 | 0 | 34827.4
2022111507 | 3 | 0.60968 | 60968 | 0.32243 | 16766.36 | 4e-05 | 3.56 | 1 | 5000 | 16766.36 | 3.56 | 0 | 0 | 0 | 0 | 39198.08 | 0 | 0 | 0 | 0 | 0 | 39198.08
2022111508 | 3 | 0.62338 | 62338 | 0.31535 | 16398.2 | 0.03631 | 3231.59 | 1 | 5000 | 16398.2 | 3231.59 | 0 | 0 | 0 | 0 | 37708.21 | 0 | 0 | 0 | 0 | 0 | 37708.21
2022111509 | 3 | 0.62185 | 62185 | 0.28172 | 14649.44 | 0.23249 | 20691.61 | 1 | 5000 | 14649.44 | 20691.61 | 0 | 0 | 0 | 0 | 21843.95 | 0 | 0 | 0 | 0 | 0 | 21843.95
2022111510 | 3 | 0.61626 | 61626 | 0.2648 | 13769.6 | 0.37744 | 33592.16 | 1 | 5000 | 13769.6 | 33592.16 | 0 | 0 | 0 | 0 | 9264.24 | 0 | 0 | 0 | 0 | 0 | 9264.24
2022111511 | 3 | 0.60638 | 60638 | 0.24717 | 12852.84 | 0.46481 | 41368.09 | 1 | 5000 | 12852.84 | 41368.09 | 0 | 0 | 0 | 0 | 1417.07 | 0 | 0 | 0 | 0 | 0 | 1417.07
2022111512 | 3 | 0.5904 | 59040 | 0.22035 | 11458.2 | 0.50388 | 44845.32 | 1 | 5000 | 11458.2 | 42581.8 | 0 | 0 | 2263.52 | 2263.52 | 0 | 1923.992 | 0 | 0 | 0 | 1923.992 | 0
2022111513 | 3 | 0.5777 | 57770 | 0.1917 | 9968.4 | 0.48839 | 43466.71 | 1 | 5000 | 9968.4 | 42801.6 | 0 | 0 | 665.11 | 665.11 | 0 | 2489.3355 | 0 | 0 | 0 | 565.3435 | 0
2022111514 | 3 | 0.5668 | 56680 | 0.16724 | 8696.48 | 0.49193 | 43781.77 | 1 | 5000 | 8696.48 | 42983.52 | 0 | 0 | 798.25 | 798.25 | 0 | 3167.848 | 0 | 0 | 0 | 678.5125 | 0
2022111515 | 3 | 0.55811 | 55811 | 0.1373 | 7139.6 | 0.44633 | 39723.37 | 1 | 5000 | 7139.6 | 39723.37 | 0 | 0 | 0 | 0 | 3948.03 | 0 | 3167.848 | 0 | 0 | 0 | 780.182
2022111516 | 3 | 0.55534 | 55534 | 0.11631 | 6048.12 | 0.35767 | 31832.63 | 1 | 5000 | 6048.12 | 31832.63 | 0 | 0 | 0 | 0 | 12653.25 | 0 | 0 | 0 | 0 | 0 | 12653.25
2022111517 | 3 | 0.56949 | 56949 | 0.10954 | 5696.08 | 0.14967 | 13320.63 | 1 | 5000 | 5696.08 | 13320.63 | 0 | 0 | 0 | 0 | 32932.29 | 0 | 0 | 0 | 0 | 0 | 32932.29
2022111518 | 3 | 0.59971 | 59971 | 0.10426 | 5421.52 | 0.01296 | 1153.44 | 1 | 5000 | 5421.52 | 1153.44 | 0 | 0 | 0 | 0 | 48396.04 | 0 | 0 | 0 | 0 | 0 | 48396.04
2022111519 | 3 | 0.61965 | 61965 | 0.12627 | 6566.04 | 0 | 0 | 1 | 5000 | 6566.04 | 0 | 0 | 0 | 0 | 0 | 50398.96 | 0 | 0 | 0 | 0 | 0 | 50398.96
2022111520 | 3 | 0.62213 | 62213 | 0.1625 | 8450 | 0 | 0 | 1 | 5000 | 8450 | 0 | 0 | 0 | 0 | 0 | 48763 | 0 | 0 | 0 | 0 | 0 | 48763
2022111521 | 3 | 0.61726 | 61726 | 0.1645 | 8554 | 0 | 0 | 1 | 5000 | 8554 | 0 | 0 | 0 | 0 | 0 | 48172 | 0 | 0 | 0 | 0 | 0 | 48172
2022111522 | 3 | 0.60024 | 60024 | 0.15988 | 8313.76 | 0 | 0 | 1 | 5000 | 8313.76 | 0 | 0 | 0 | 0 | 0 | 46710.24 | 0 | 0 | 0 | 0 | 0 | 46710.24
2022111523 | 3 | 0.57155 | 57155 | 0.15419 | 8017.88 | 0 | 0 | 1 | 5000 | 8017.88 | 0 | 0 | 0 | 0 | 0 | 44137.12 | 0 | 0 | 0 | 0 | 0 | 44137.12
2022111524 | 3 | 0.54999 | 54999 | 0.1511 | 7857.2 | 0 | 0 | 1 | 5000 | 7857.2 | 0 | 0 | 0 | 0 | 0 | 42141.8 | 0 | 0 | 0 | 0 | 0 | 42141.8
2022111601 | 4 | 0.53214 | 53214 | 0.14536 | 7558.72 | 0 | 0 | 1 | 5000 | 7558.72 | 0 | 0 | 0 | 0 | 0 | 40655.28 | 0 | 0 | 0 | 0 | 0 | 40655.28
2022111602 | 4 | 0.52661 | 52661 | 0.1531 | 7961.2 | 0 | 0 | 1 | 5000 | 7961.2 | 0 | 0 | 0 | 0 | 0 | 39699.8 | 0 | 0 | 0 | 0 | 0 | 39699.8
2022111603 | 4 | 0.52757 | 52757 | 0.15491 | 8055.32 | 0 | 0 | 1 | 5000 | 8055.32 | 0 | 0 | 0 | 0 | 0 | 39701.68 | 0 | 0 | 0 | 0 | 0 | 39701.68
2022111604 | 4 | 0.53151 | 53151 | 0.16212 | 8430.24 | 0 | 0 | 1 | 5000 | 8430.24 | 0 | 0 | 0 | 0 | 0 | 39720.76 | 0 | 0 | 0 | 0 | 0 | 39720.76
2022111605 | 4 | 0.54719 | 54719 | 0.15671 | 8148.92 | 0 | 0 | 1 | 5000 | 8148.92 | 0 | 0 | 0 | 0 | 0 | 41570.08 | 0 | 0 | 0 | 0 | 0 | 41570.08
2022111606 | 4 | 0.57514 | 57514 | 0.14741 | 7665.32 | 0 | 0 | 1 | 5000 | 7665.32 | 0 | 0 | 0 | 0 | 0 | 44848.68 | 0 | 0 | 0 | 0 | 0 | 44848.68
2022111607 | 4 | 0.6188 | 61880 | 0.12793 | 6652.36 | 0 | 0 | 1 | 5000 | 6652.36 | 0 | 0 | 0 | 0 | 0 | 50227.64 | 0 | 0 | 0 | 0 | 0 | 50227.64
2022111608 | 4 | 0.63572 | 63572 | 0.11193 | 5820.36 | 0.01996 | 1776.44 | 1 | 5000 | 5820.36 | 1776.44 | 0 | 0 | 0 | 0 | 50975.2 | 0 | 0 | 0 | 0 | 0 | 50975.2
2022111609 | 4 | 0.62965 | 62965 | 0.10127 | 5266.04 | 0.16744 | 14902.16 | 1 | 5000 | 5266.04 | 14902.16 | 0 | 0 | 0 | 0 | 37796.8 | 0 | 0 | 0 | 0 | 0 | 37796.8
2022111610 | 4 | 0.61266 | 61266 | 0.0993 | 5163.6 | 0.29746 | 26473.94 | 1 | 5000 | 5163.6 | 26473.94 | 0 | 0 | 0 | 0 | 24628.46 | 0 | 0 | 0 | 0 | 0 | 24628.46
2022111611 | 4 | 0.5944 | 59440 | 0.10512 | 5466.24 | 0.38787 | 34520.43 | 1 | 5000 | 5466.24 | 34520.43 | 0 | 0 | 0 | 0 | 14453.33 | 0 | 0 | 0 | 0 | 0 | 14453.33
2022111612 | 4 | 0.57563 | 57563 | 0.11122 | 5783.44 | 0.45459 | 40458.51 | 1 | 5000 | 5783.44 | 40458.51 | 0 | 0 | 0 | 0 | 6321.05 | 0 | 0 | 0 | 0 | 0 | 6321.05
2022111613 | 4 | 0.56224 | 56224 | 0.1155 | 6006 | 0.50556 | 44994.84 | 1 | 5000 | 6006 | 44994.84 | 0 | 0 | 0 | 0 | 223.16 | 0 | 0 | 0 | 0 | 0 | 223.16
2022111614 | 4 | 0.55349 | 55349 | 0.11249 | 5849.48 | 0.52697 | 46900.33 | 1 | 5000 | 5849.48 | 44499.52 | 0 | 0 | 2400.81 | 2400.81 | 0 | 2040.6885 | 0 | 0 | 0 | 2040.6885 | 0
2022111615 | 4 | 0.54676 | 54676 | 0.11137 | 5791.24 | 0.507 | 45123 | 1 | 5000 | 5791.24 | 43884.76 | 0 | 0 | 1238.24 | 1238.24 | 0 | 3093.1925 | 0 | 0 | 0 | 1052.504 | 0
2022111616 | 4 | 0.54405 | 54405 | 0.11298 | 5874.96 | 0.3806 | 33873.4 | 1 | 5000 | 5874.96 | 33873.4 | 0 | 0 | 0 | 0 | 9656.64 | 0 | 3093.1925 | 0 | 0 | 0 | 6563.4475
2022111617 | 4 | 0.55389 | 55389 | 0.10843 | 5638.36 | 0.15347 | 13658.83 | 1 | 5000 | 5638.36 | 13658.83 | 0 | 0 | 0 | 0 | 31091.81 | 0 | 0 | 0 | 0 | 0 | 31091.81
2022111618 | 4 | 0.5809 | 58090 | 0.09301 | 4836.52 | 0.01461 | 1300.29 | 1 | 5000 | 4836.52 | 1300.29 | 0 | 0 | 0 | 0 | 46953.19 | 0 | 0 | 0 | 0 | 0 | 46953.19
2022111619 | 4 | 0.59715 | 59715 | 0.08801 | 4576.52 | 0 | 0 | 1 | 5000 | 4576.52 | 0 | 0 | 0 | 0 | 0 | 50138.48 | 0 | 0 | 0 | 0 | 0 | 50138.48
2022111620 | 4 | 0.60322 | 60322 | 0.09236 | 4802.72 | 0 | 0 | 1 | 5000 | 4802.72 | 0 | 0 | 0 | 0 | 0 | 50519.28 | 0 | 0 | 0 | 0 | 0 | 50519.28
2022111621 | 4 | 0.60449 | 60449 | 0.09754 | 5072.08 | 0 | 0 | 1 | 5000 | 5072.08 | 0 | 0 | 0 | 0 | 0 | 50376.92 | 0 | 0 | 0 | 0 | 0 | 50376.92
2022111622 | 4 | 0.59148 | 59148 | 0.11282 | 5866.64 | 0 | 0 | 1 | 5000 | 5866.64 | 0 | 0 | 0 | 0 | 0 | 48281.36 | 0 | 0 | 0 | 0 | 0 | 48281.36
2022111623 | 4 | 0.56968 | 56968 | 0.1311 | 6817.2 | 0 | 0 | 1 | 5000 | 6817.2 | 0 | 0 | 0 | 0 | 0 | 45150.8 | 0 | 0 | 0 | 0 | 0 | 45150.8
2022111624 | 4 | 0.54861 | 54861 | 0.14284 | 7427.68 | 0 | 0 | 1 | 5000 | 7427.68 | 0 | 0 | 0 | 0 | 0 | 42433.32 | 0 | 0 | 0 | 0 | 0 | 42433.32
2022111701 | 5 | 0.53058 | 53058 | 0.15261 | 7935.72 | 0 | 0 | 1 | 5000 | 7935.72 | 0 | 0 | 0 | 0 | 0 | 40122.28 | 0 | 0 | 0 | 0 | 0 | 40122.28
2022111702 | 5 | 0.52581 | 52581 | 0.17381 | 9038.12 | 0 | 0 | 1 | 5000 | 9038.12 | 0 | 0 | 0 | 0 | 0 | 38542.88 | 0 | 0 | 0 | 0 | 0 | 38542.88
2022111703 | 5 | 0.52507 | 52507 | 0.20001 | 10400.52 | 0 | 0 | 1 | 5000 | 10400.52 | 0 | 0 | 0 | 0 | 0 | 37106.48 | 0 | 0 | 0 | 0 | 0 | 37106.48
2022111704 | 5 | 0.53081 | 53081 | 0.22303 | 11597.56 | 0 | 0 | 1 | 5000 | 11597.56 | 0 | 0 | 0 | 0 | 0 | 36483.44 | 0 | 0 | 0 | 0 | 0 | 36483.44
2022111705 | 5 | 0.54603 | 54603 | 0.23283 | 12107.16 | 0 | 0 | 1 | 5000 | 12107.16 | 0 | 0 | 0 | 0 | 0 | 37495.84 | 0 | 0 | 0 | 0 | 0 | 37495.84
2022111706 | 5 | 0.5786 | 57860 | 0.24768 | 12879.36 | 0 | 0 | 1 | 5000 | 12879.36 | 0 | 0 | 0 | 0 | 0 | 39980.64 | 0 | 0 | 0 | 0 | 0 | 39980.64
2022111707 | 5 | 0.62533 | 62533 | 0.27381 | 14238.12 | 0 | 0 | 1 | 5000 | 14238.12 | 0 | 0 | 0 | 0 | 0 | 43294.88 | 0 | 0 | 0 | 0 | 0 | 43294.88
2022111708 | 5 | 0.63734 | 63734 | 0.2906 | 15111.2 | 0.04552 | 4051.28 | 1 | 5000 | 15111.2 | 4051.28 | 0 | 0 | 0 | 0 | 39571.52 | 0 | 0 | 0 | 0 | 0 | 39571.52
2022111709 | 5 | 0.62195 | 62195 | 0.2686 | 13967.2 | 0.36697 | 32660.33 | 1 | 5000 | 13967.2 | 32660.33 | 0 | 0 | 0 | 0 | 10567.47 | 0 | 0 | 0 | 0 | 0 | 10567.47
2022111710 | 5 | 0.60473 | 60473 | 0.22753 | 11831.56 | 0.55181 | 49111.09 | 1 | 5000 | 11831.56 | 43641.44 | 0 | 0 | 5469.65 | 5469.65 | 0 | 4649.2025 | 0 | 0 | 0 | 4649.2025 | 0
2022111711 | 5 | 0.58128 | 58128 | 0.27679 | 14393.08 | 0.55228 | 49152.92 | 1 | 5000 | 14393.08 | 38734.92 | 0 | 0 | 10418 | 10418 | 0 | 13504.5025 | 0 | 0 | 0 | 8855.3 | 0
2022111712 | 5 | 0.56059 | 56059 | 0.27143 | 14114.36 | 0.54716 | 48697.24 | 1 | 5000 | 14114.36 | 36944.64 | 0 | 0 | 11752.6 | 11752.6 | 0 | 23494.2125 | 0 | 0 | 0 | 9989.71 | 0
2022111713 | 5 | 0.5449 | 54490 | 0.25033 | 13017.16 | 0.55435 | 49337.15 | 1 | 5000 | 13017.16 | 36472.84 | 0 | 0 | 12864.31 | 12864.31 | 0 | 34428.876 | 0 | 0 | 0 | 10934.6635 | 0
2022111714 | 5 | 0.53418 | 53418 | 0.24066 | 12514.32 | 0.56504 | 50288.56 | 1 | 5000 | 12514.32 | 35903.68 | 0 | 0 | 14384.88 | 14384.88 | 0 | 46656.024 | 0 | 0 | 0 | 12227.148 | 0
2022111715 | 5 | 0.52731 | 52731 | 0.22458 | 11678.16 | 0.59059 | 52562.51 | 1 | 5000 | 11678.16 | 36052.84 | 0 | 0 | 16509.67 | 16509.67 | 0 | 60689.2435 | 0 | 0 | 0 | 14033.2195 | 0
2022111716 | 5 | 0.52578 | 52578 | 0.20563 | 10692.76 | 0.54573 | 48569.97 | 1 | 5000 | 10692.76 | 36885.24 | 0 | 0 | 11684.73 | 11684.73 | 0 | 70621.264 | 0 | 0 | 0 | 9932.0205 | 0
2022111717 | 5 | 0.53488 | 53488 | 0.19511 | 10145.72 | 0.33981 | 30243.09 | 1 | 5000 | 10145.72 | 30243.09 | 0 | 0 | 0 | 0 | 8099.19 | 62522.074 | 8099.19 | 0 | 0 | 0 | 0
2022111718 | 5 | 0.5603 | 56030 | 0.1842 | 9578.4 | 0.04205 | 3742.45 | 1 | 5000 | 9578.4 | 3742.45 | 0 | 0 | 0 | 0 | 37709.15 | 24812.924 | 37709.15 | 0 | 0 | 0 | 0
2022111719 | 5 | 0.57663 | 57663 | 0.20449 | 10633.48 | 0 | 0 | 1 | 5000 | 10633.48 | 0 | 0 | 0 | 0 | 0 | 42029.52 | 0 | 24812.924 | 0 | 0 | 0 | 17216.596
2022111720 | 5 | 0.57872 | 57872 | 0.2422 | 12594.4 | 0 | 0 | 1 | 5000 | 12594.4 | 0 | 0 | 0 | 0 | 0 | 40277.6 | 0 | 0 | 0 | 0 | 0 | 40277.6
2022111721 | 5 | 0.57492 | 57492 | 0.2977 | 15480.4 | 0 | 0 | 1 | 5000 | 15480.4 | 0 | 0 | 0 | 0 | 0 | 37011.6 | 0 | 0 | 0 | 0 | 0 | 37011.6
2022111722 | 5 | 0.56527 | 56527 | 0.35797 | 18614.44 | 0 | 0 | 1 | 5000 | 18614.44 | 0 | 0 | 0 | 0 | 0 | 32912.56 | 0 | 0 | 0 | 0 | 0 | 32912.56
2022111723 | 5 | 0.54505 | 54505 | 0.40217 | 20912.84 | 0 | 0 | 1 | 5000 | 20912.84 | 0 | 0 | 0 | 0 | 0 | 28592.16 | 0 | 0 | 0 | 0 | 0 | 28592.16
2022111724 | 5 | 0.5244 | 52440 | 0.43425 | 22581 | 0 | 0 | 1 | 5000 | 22581 | 0 | 0 | 0 | 0 | 0 | 24859 | 0 | 0 | 0 | 0 | 0 | 24859
2022111801 | 6 | 0.51067 | 51067 | 0.45979 | 23909.08 | 0 | 0 | 1 | 5000 | 23909.08 | 0 | 0 | 0 | 0 | 0 | 22157.92 | 0 | 0 | 0 | 0 | 0 | 22157.92
2022111802 | 6 | 0.50403 | 50403 | 0.45609 | 23716.68 | 0 | 0 | 1 | 5000 | 23716.68 | 0 | 0 | 0 | 0 | 0 | 21686.32 | 0 | 0 | 0 | 0 | 0 | 21686.32
2022111803 | 6 | 0.50155 | 50155 | 0.42298 | 21994.96 | 0 | 0 | 1 | 5000 | 21994.96 | 0 | 0 | 0 | 0 | 0 | 23160.04 | 0 | 0 | 0 | 0 | 0 | 23160.04
2022111804 | 6 | 0.50544 | 50544 | 0.3941 | 20493.2 | 0 | 0 | 1 | 5000 | 20493.2 | 0 | 0 | 0 | 0 | 0 | 25050.8 | 0 | 0 | 0 | 0 | 0 | 25050.8
2022111805 | 6 | 0.51976 | 51976 | 0.38843 | 20198.36 | 0 | 0 | 1 | 5000 | 20198.36 | 0 | 0 | 0 | 0 | 0 | 26777.64 | 0 | 0 | 0 | 0 | 0 | 26777.64
2022111806 | 6 | 0.55075 | 55075 | 0.3911 | 20337.2 | 0 | 0 | 1 | 5000 | 20337.2 | 0 | 0 | 0 | 0 | 0 | 29737.8 | 0 | 0 | 0 | 0 | 0 | 29737.8
2022111807 | 6 | 0.59546 | 59546 | 0.39355 | 20464.6 | 5e-05 | 4.45 | 1 | 5000 | 20464.6 | 4.45 | 0 | 0 | 0 | 0 | 34076.95 | 0 | 0 | 0 | 0 | 0 | 34076.95
2022111808 | 6 | 0.61203 | 61203 | 0.37782 | 19646.64 | 0.02125 | 1891.25 | 1 | 5000 | 19646.64 | 1891.25 | 0 | 0 | 0 | 0 | 34665.11 | 0 | 0 | 0 | 0 | 0 | 34665.11
2022111809 | 6 | 0.60949 | 60949 | 0.3669 | 19078.8 | 0.16773 | 14927.97 | 1 | 5000 | 19078.8 | 14927.97 | 0 | 0 | 0 | 0 | 21942.23 | 0 | 0 | 0 | 0 | 0 | 21942.23
2022111810 | 6 | 0.60242 | 60242 | 0.37491 | 19495.32 | 0.29267 | 26047.63 | 1 | 5000 | 19495.32 | 26047.63 | 0 | 0 | 0 | 0 | 9699.05 | 0 | 0 | 0 | 0 | 0 | 9699.05
2022111811 | 6 | 0.58919 | 58919 | 0.34876 | 18135.52 | 0.33111 | 29468.79 | 1 | 5000 | 18135.52 | 29468.79 | 0 | 0 | 0 | 0 | 6314.69 | 0 | 0 | 0 | 0 | 0 | 6314.69
2022111812 | 6 | 0.57795 | 57795 | 0.31133 | 16189.16 | 0.37217 | 33123.13 | 1 | 5000 | 16189.16 | 33123.13 | 0 | 0 | 0 | 0 | 3482.71 | 0 | 0 | 0 | 0 | 0 | 3482.71
2022111813 | 6 | 0.56567 | 56567 | 0.2812 | 14622.4 | 0.38133 | 33938.37 | 1 | 5000 | 14622.4 | 33938.37 | 0 | 0 | 0 | 0 | 3006.23 | 0 | 0 | 0 | 0 | 0 | 3006.23
2022111814 | 6 | 0.56194 | 56194 | 0.25804 | 13418.08 | 0.34856 | 31021.84 | 1 | 5000 | 13418.08 | 31021.84 | 0 | 0 | 0 | 0 | 6754.08 | 0 | 0 | 0 | 0 | 0 | 6754.08
2022111815 | 6 | 0.55954 | 55954 | 0.27566 | 14334.32 | 0.30156 | 26838.84 | 1 | 5000 | 14334.32 | 26838.84 | 0 | 0 | 0 | 0 | 9780.84 | 0 | 0 | 0 | 0 | 0 | 9780.84
2022111816 | 6 | 0.56112 | 56112 | 0.30388 | 15801.76 | 0.21764 | 19369.96 | 1 | 5000 | 15801.76 | 19369.96 | 0 | 0 | 0 | 0 | 15940.28 | 0 | 0 | 0 | 0 | 0 | 15940.28
2022111817 | 6 | 0.57071 | 57071 | 0.3241 | 16853.2 | 0.1242 | 11053.8 | 1 | 5000 | 16853.2 | 11053.8 | 0 | 0 | 0 | 0 | 24164 | 0 | 0 | 0 | 0 | 0 | 24164
2022111818 | 6 | 0.59453 | 59453 | 0.32722 | 17015.44 | 0.01447 | 1287.83 | 1 | 5000 | 17015.44 | 1287.83 | 0 | 0 | 0 | 0 | 36149.73 | 0 | 0 | 0 | 0 | 0 | 36149.73
2022111819 | 6 | 0.60029 | 60029 | 0.29863 | 15528.76 | 5e-05 | 4.45 | 1 | 5000 | 15528.76 | 4.45 | 0 | 0 | 0 | 0 | 39495.79 | 0 | 0 | 0 | 0 | 0 | 39495.79
2022111820 | 6 | 0.597 | 59700 | 0.272 | 14144 | 0.00012 | 10.68 | 1 | 5000 | 14144 | 10.68 | 0 | 0 | 0 | 0 | 40545.32 | 0 | 0 | 0 | 0 | 0 | 40545.32
2022111821 | 6 | 0.59315 | 59315 | 0.25748 | 13388.96 | 6e-05 | 5.34 | 1 | 5000 | 13388.96 | 5.34 | 0 | 0 | 0 | 0 | 40920.7 | 0 | 0 | 0 | 0 | 0 | 40920.7
2022111822 | 6 | 0.58311 | 58311 | 0.23603 | 12273.56 | 0 | 0 | 1 | 5000 | 12273.56 | 0 | 0 | 0 | 0 | 0 | 41037.44 | 0 | 0 | 0 | 0 | 0 | 41037.44
2022111823 | 6 | 0.56547 | 56547 | 0.22994 | 11956.88 | 0 | 0 | 1 | 5000 | 11956.88 | 0 | 0 | 0 | 0 | 0 | 39590.12 | 0 | 0 | 0 | 0 | 0 | 39590.12
2022111824 | 6 | 0.54682 | 54682 | 0.22609 | 11756.68 | 0 | 0 | 1 | 5000 | 11756.68 | 0 | 0 | 0 | 0 | 0 | 37925.32 | 0 | 0 | 0 | 0 | 0 | 37925.32
2022111901 | 7 | 0.5331 | 53310 | 0.22774 | 11842.48 | 0 | 0 | 1 | 5000 | 11842.48 | 0 | 0 | 0 | 0 | 0 | 36467.52 | 0 | 0 | 0 | 0 | 0 | 36467.52
2022111902 | 7 | 0.52653 | 52653 | 0.22918 | 11917.36 | 0 | 0 | 1 | 5000 | 11917.36 | 0 | 0 | 0 | 0 | 0 | 35735.64 | 0 | 0 | 0 | 0 | 0 | 35735.64
2022111903 | 7 | 0.52694 | 52694 | 0.22718 | 11813.36 | 0 | 0 | 1 | 5000 | 11813.36 | 0 | 0 | 0 | 0 | 0 | 35880.64 | 0 | 0 | 0 | 0 | 0 | 35880.64
2022111904 | 7 | 0.53063 | 53063 | 0.2226 | 11575.2 | 0 | 0 | 1 | 5000 | 11575.2 | 0 | 0 | 0 | 0 | 0 | 36487.8 | 0 | 0 | 0 | 0 | 0 | 36487.8
2022111905 | 7 | 0.53921 | 53921 | 0.22395 | 11645.4 | 0 | 0 | 1 | 5000 | 11645.4 | 0 | 0 | 0 | 0 | 0 | 37275.6 | 0 | 0 | 0 | 0 | 0 | 37275.6
2022111906 | 7 | 0.55376 | 55376 | 0.2231 | 11601.2 | 0 | 0 | 1 | 5000 | 11601.2 | 0 | 0 | 0 | 0 | 0 | 38774.8 | 0 | 0 | 0 | 0 | 0 | 38774.8
2022111907 | 7 | 0.5722 | 57220 | 0.22646 | 11775.92 | 0 | 0 | 1 | 5000 | 11775.92 | 0 | 0 | 0 | 0 | 0 | 40444.08 | 0 | 0 | 0 | 0 | 0 | 40444.08
2022111908 | 7 | 0.59574 | 59574 | 0.22814 | 11863.28 | 0.00449 | 399.61 | 1 | 5000 | 11863.28 | 399.61 | 0 | 0 | 0 | 0 | 42311.11 | 0 | 0 | 0 | 0 | 0 | 42311.11
2022111909 | 7 | 0.61949 | 61949 | 0.21957 | 11417.64 | 0.03066 | 2728.74 | 1 | 5000 | 11417.64 | 2728.74 | 0 | 0 | 0 | 0 | 42802.62 | 0 | 0 | 0 | 0 | 0 | 42802.62
2022111910 | 7 | 0.63822 | 63822 | 0.23799 | 12375.48 | 0.05911 | 5260.79 | 1 | 5000 | 12375.48 | 5260.79 | 0 | 0 | 0 | 0 | 41185.73 | 0 | 0 | 0 | 0 | 0 | 41185.73
2022111911 | 7 | 0.64625 | 64625 | 0.25226 | 13117.52 | 0.0977 | 8695.3 | 1 | 5000 | 13117.52 | 8695.3 | 0 | 0 | 0 | 0 | 37812.18 | 0 | 0 | 0 | 0 | 0 | 37812.18
2022111912 | 7 | 0.64747 | 64747 | 0.26068 | 13555.36 | 0.14016 | 12474.24 | 1 | 5000 | 13555.36 | 12474.24 | 0 | 0 | 0 | 0 | 33717.4 | 0 | 0 | 0 | 0 | 0 | 33717.4
2022111913 | 7 | 0.64219 | 64219 | 0.27433 | 14265.16 | 0.16901 | 15041.89 | 1 | 5000 | 14265.16 | 15041.89 | 0 | 0 | 0 | 0 | 29911.95 | 0 | 0 | 0 | 0 | 0 | 29911.95
2022111914 | 7 | 0.63344 | 63344 | 0.25461 | 13239.72 | 0.19191 | 17079.99 | 1 | 5000 | 13239.72 | 17079.99 | 0 | 0 | 0 | 0 | 28024.29 | 0 | 0 | 0 | 0 | 0 | 28024.29
2022111915 | 7 | 0.62234 | 62234 | 0.23897 | 12426.44 | 0.20181 | 17961.09 | 1 | 5000 | 12426.44 | 17961.09 | 0 | 0 | 0 | 0 | 26846.47 | 0 | 0 | 0 | 0 | 0 | 26846.47
2022111916 | 7 | 0.61831 | 61831 | 0.21849 | 11361.48 | 0.15885 | 14137.65 | 1 | 5000 | 11361.48 | 14137.65 | 0 | 0 | 0 | 0 | 31331.87 | 0 | 0 | 0 | 0 | 0 | 31331.87
2022111917 | 7 | 0.62212 | 62212 | 0.19155 | 9960.6 | 0.07524 | 6696.36 | 1 | 5000 | 9960.6 | 6696.36 | 0 | 0 | 0 | 0 | 40555.04 | 0 | 0 | 0 | 0 | 0 | 40555.04
2022111918 | 7 | 0.64299 | 64299 | 0.16936 | 8806.72 | 0.0064 | 569.6 | 1 | 5000 | 8806.72 | 569.6 | 0 | 0 | 0 | 0 | 49922.68 | 0 | 0 | 0 | 0 | 0 | 49922.68
2022111919 | 7 | 0.65275 | 65275 | 0.16201 | 8424.52 | 0 | 0 | 1 | 5000 | 8424.52 | 0 | 0 | 0 | 0 | 0 | 51850.48 | 0 | 0 | 0 | 0 | 0 | 51850.48
2022111920 | 7 | 0.65033 | 65033 | 0.15999 | 8319.48 | 0 | 0 | 1 | 5000 | 8319.48 | 0 | 0 | 0 | 0 | 0 | 51713.52 | 0 | 0 | 0 | 0 | 0 | 51713.52
2022111921 | 7 | 0.64504 | 64504 | 0.16097 | 8370.44 | 0 | 0 | 1 | 5000 | 8370.44 | 0 | 0 | 0 | 0 | 0 | 51133.56 | 0 | 0 | 0 | 0 | 0 | 51133.56
2022111922 | 7 | 0.63427 | 63427 | 0.1589 | 8262.8 | 4e-05 | 3.56 | 1 | 5000 | 8262.8 | 3.56 | 0 | 0 | 0 | 0 | 50160.64 | 0 | 0 | 0 | 0 | 0 | 50160.64
2022111923 | 7 | 0.61846 | 61846 | 0.15564 | 8093.28 | 0 | 0 | 1 | 5000 | 8093.28 | 0 | 0 | 0 | 0 | 0 | 48752.72 | 0 | 0 | 0 | 0 | 0 | 48752.72
2022111924 | 7 | 0.60135 | 60135 | 0.16088 | 8365.76 | 0 | 0 | 1 | 5000 | 8365.76 | 0 | 0 | 0 | 0 | 0 | 46769.24 | 0 | 0 | 0 | 0 | 0 | 46769.24
2022112001 | 1 | 0.58798 | 58798 | 0.15922 | 8279.44 | 0 | 0 | 1 | 5000 | 8279.44 | 0 | 0 | 0 | 0 | 0 | 45518.56 | 0 | 0 | 0 | 0 | 0 | 45518.56
2022112002 | 1 | 0.58323 | 58323 | 0.16561 | 8611.72 | 0 | 0 | 1 | 5000 | 8611.72 | 0 | 0 | 0 | 0 | 0 | 44711.28 | 0 | 0 | 0 | 0 | 0 | 44711.28
2022112003 | 1 | 0.57983 | 57983 | 0.17127 | 8906.04 | 0 | 0 | 1 | 5000 | 8906.04 | 0 | 0 | 0 | 0 | 0 | 44076.96 | 0 | 0 | 0 | 0 | 0 | 44076.96
2022112004 | 1 | 0.58172 | 58172 | 0.16737 | 8703.24 | 0 | 0 | 1 | 5000 | 8703.24 | 0 | 0 | 0 | 0 | 0 | 44468.76 | 0 | 0 | 0 | 0 | 0 | 44468.76
2022112005 | 1 | 0.58837 | 58837 | 0.16603 | 8633.56 | 4e-05 | 3.56 | 1 | 5000 | 8633.56 | 3.56 | 0 | 0 | 0 | 0 | 45199.88 | 0 | 0 | 0 | 0 | 0 | 45199.88
2022112006 | 1 | 0.60415 | 60415 | 0.15648 | 8136.96 | 0 | 0 | 1 | 5000 | 8136.96 | 0 | 0 | 0 | 0 | 0 | 47278.04 | 0 | 0 | 0 | 0 | 0 | 47278.04
2022112007 | 1 | 0.62235 | 62235 | 0.15059 | 7830.68 | 6e-05 | 5.34 | 1 | 5000 | 7830.68 | 5.34 | 0 | 0 | 0 | 0 | 49398.98 | 0 | 0 | 0 | 0 | 0 | 49398.98
2022112008 | 1 | 0.6369 | 63690 | 0.15492 | 8055.84 | 0.0316 | 2812.4 | 1 | 5000 | 8055.84 | 2812.4 | 0 | 0 | 0 | 0 | 47821.76 | 0 | 0 | 0 | 0 | 0 | 47821.76
2022112009 | 1 | 0.63813 | 63813 | 0.15411 | 8013.72 | 0.16833 | 14981.37 | 1 | 5000 | 8013.72 | 14981.37 | 0 | 0 | 0 | 0 | 35817.91 | 0 | 0 | 0 | 0 | 0 | 35817.91
2022112010 | 1 | 0.62945 | 62945 | 0.14192 | 7379.84 | 0.26227 | 23342.03 | 1 | 5000 | 7379.84 | 23342.03 | 0 | 0 | 0 | 0 | 27223.13 | 0 | 0 | 0 | 0 | 0 | 27223.13
2022112011 | 1 | 0.61134 | 61134 | 0.16735 | 8702.2 | 0.27257 | 24258.73 | 1 | 5000 | 8702.2 | 24258.73 | 0 | 0 | 0 | 0 | 23173.07 | 0 | 0 | 0 | 0 | 0 | 23173.07
2022112012 | 1 | 0.59348 | 59348 | 0.18327 | 9530.04 | 0.28373 | 25251.97 | 1 | 5000 | 9530.04 | 25251.97 | 0 | 0 | 0 | 0 | 19565.99 | 0 | 0 | 0 | 0 | 0 | 19565.99
2022112013 | 1 | 0.58039 | 58039 | 0.16534 | 8597.68 | 0.29569 | 26316.41 | 1 | 5000 | 8597.68 | 26316.41 | 0 | 0 | 0 | 0 | 18124.91 | 0 | 0 | 0 | 0 | 0 | 18124.91
2022112014 | 1 | 0.57255 | 57255 | 0.16002 | 8321.04 | 0.25894 | 23045.66 | 1 | 5000 | 8321.04 | 23045.66 | 0 | 0 | 0 | 0 | 20888.3 | 0 | 0 | 0 | 0 | 0 | 20888.3
2022112015 | 1 | 0.57095 | 57095 | 0.15361 | 7987.72 | 0.21864 | 19458.96 | 1 | 5000 | 7987.72 | 19458.96 | 0 | 0 | 0 | 0 | 24648.32 | 0 | 0 | 0 | 0 | 0 | 24648.32
2022112016 | 1 | 0.57099 | 57099 | 0.15295 | 7953.4 | 0.15332 | 13645.48 | 1 | 5000 | 7953.4 | 13645.48 | 0 | 0 | 0 | 0 | 30500.12 | 0 | 0 | 0 | 0 | 0 | 30500.12
2022112017 | 1 | 0.58025 | 58025 | 0.15458 | 8038.16 | 0.07477 | 6654.53 | 1 | 5000 | 8038.16 | 6654.53 | 0 | 0 | 0 | 0 | 38332.31 | 0 | 0 | 0 | 0 | 0 | 38332.31
2022112018 | 1 | 0.59867 | 59867 | 0.16418 | 8537.36 | 0.00847 | 753.83 | 1 | 5000 | 8537.36 | 753.83 | 0 | 0 | 0 | 0 | 45575.81 | 0 | 0 | 0 | 0 | 0 | 45575.81
2022112019 | 1 | 0.61174 | 61174 | 0.20675 | 10751 | 0 | 0 | 1 | 5000 | 10751 | 0 | 0 | 0 | 0 | 0 | 45423 | 0 | 0 | 0 | 0 | 0 | 45423
2022112020 | 1 | 0.61141 | 61141 | 0.24826 | 12909.52 | 0 | 0 | 1 | 5000 | 12909.52 | 0 | 0 | 0 | 0 | 0 | 43231.48 | 0 | 0 | 0 | 0 | 0 | 43231.48
2022112021 | 1 | 0.60599 | 60599 | 0.25546 | 13283.92 | 4e-05 | 3.56 | 1 | 5000 | 13283.92 | 3.56 | 0 | 0 | 0 | 0 | 42311.52 | 0 | 0 | 0 | 0 | 0 | 42311.52
2022112022 | 1 | 0.59281 | 59281 | 0.25796 | 13413.92 | 0 | 0 | 1 | 5000 | 13413.92 | 0 | 0 | 0 | 0 | 0 | 40867.08 | 0 | 0 | 0 | 0 | 0 | 40867.08
2022112023 | 1 | 0.57288 | 57288 | 0.26583 | 13823.16 | 0 | 0 | 1 | 5000 | 13823.16 | 0 | 0 | 0 | 0 | 0 | 38464.84 | 0 | 0 | 0 | 0 | 0 | 38464.84
2022112024 | 1 | 0.55257 | 55257 | 0.28021 | 14570.92 | 0 | 0 | 1 | 5000 | 14570.92 | 0 | 0 | 0 | 0 | 0 | 35686.08 | 0 | 0 | 0 | 0 | 0 | 35686.08
2022112101 | 2 | 0.53838 | 53838 | 0.27846 | 14479.92 | 0 | 0 | 1 | 5000 | 14479.92 | 0 | 0 | 0 | 0 | 0 | 34358.08 | 0 | 0 | 0 | 0 | 0 | 34358.08
2022112102 | 2 | 0.53364 | 53364 | 0.28035 | 14578.2 | 0 | 0 | 1 | 5000 | 14578.2 | 0 | 0 | 0 | 0 | 0 | 33785.8 | 0 | 0 | 0 | 0 | 0 | 33785.8
2022112103 | 2 | 0.52918 | 52918 | 0.26336 | 13694.72 | 0 | 0 | 1 | 5000 | 13694.72 | 0 | 0 | 0 | 0 | 0 | 34223.28 | 0 | 0 | 0 | 0 | 0 | 34223.28
2022112104 | 2 | 0.53192 | 53192 | 0.23867 | 12410.84 | 0 | 0 | 1 | 5000 | 12410.84 | 0 | 0 | 0 | 0 | 0 | 35781.16 | 0 | 0 | 0 | 0 | 0 | 35781.16
2022112105 | 2 | 0.54449 | 54449 | 0.22166 | 11526.32 | 0 | 0 | 1 | 5000 | 11526.32 | 0 | 0 | 0 | 0 | 0 | 37922.68 | 0 | 0 | 0 | 0 | 0 | 37922.68
2022112106 | 2 | 0.56817 | 56817 | 0.20573 | 10697.96 | 0 | 0 | 1 | 5000 | 10697.96 | 0 | 0 | 0 | 0 | 0 | 41119.04 | 0 | 0 | 0 | 0 | 0 | 41119.04
2022112107 | 2 | 0.6003 | 60030 | 0.18575 | 9659 | 0 | 0 | 1 | 5000 | 9659 | 0 | 0 | 0 | 0 | 0 | 45371 | 0 | 0 | 0 | 0 | 0 | 45371
2022112108 | 2 | 0.62489 | 62489 | 0.16792 | 8731.84 | 0.00943 | 839.27 | 1 | 5000 | 8731.84 | 839.27 | 0 | 0 | 0 | 0 | 47917.89 | 0 | 0 | 0 | 0 | 0 | 47917.89
2022112109 | 2 | 0.63508 | 63508 | 0.15384 | 7999.68 | 0.12033 | 10709.37 | 1 | 5000 | 7999.68 | 10709.37 | 0 | 0 | 0 | 0 | 39798.95 | 0 | 0 | 0 | 0 | 0 | 39798.95
2022112110 | 2 | 0.64098 | 64098 | 0.12981 | 6750.12 | 0.23271 | 20711.19 | 1 | 5000 | 6750.12 | 20711.19 | 0 | 0 | 0 | 0 | 31636.69 | 0 | 0 | 0 | 0 | 0 | 31636.69
2022112111 | 2 | 0.64142 | 64142 | 0.11233 | 5841.16 | 0.34665 | 30851.85 | 1 | 5000 | 5841.16 | 30851.85 | 0 | 0 | 0 | 0 | 22448.99 | 0 | 0 | 0 | 0 | 0 | 22448.99
2022112112 | 2 | 0.63738 | 63738 | 0.10961 | 5699.72 | 0.40518 | 36061.02 | 1 | 5000 | 5699.72 | 36061.02 | 0 | 0 | 0 | 0 | 16977.26 | 0 | 0 | 0 | 0 | 0 | 16977.26
2022112113 | 2 | 0.62802 | 62802 | 0.12002 | 6241.04 | 0.4281 | 38100.9 | 1 | 5000 | 6241.04 | 38100.9 | 0 | 0 | 0 | 0 | 13460.06 | 0 | 0 | 0 | 0 | 0 | 13460.06
2022112114 | 2 | 0.62161 | 62161 | 0.12812 | 6662.24 | 0.41922 | 37310.58 | 1 | 5000 | 6662.24 | 37310.58 | 0 | 0 | 0 | 0 | 13188.18 | 0 | 0 | 0 | 0 | 0 | 13188.18
2022112115 | 2 | 0.61617 | 61617 | 0.13173 | 6849.96 | 0.41407 | 36852.23 | 1 | 5000 | 6849.96 | 36852.23 | 0 | 0 | 0 | 0 | 12914.81 | 0 | 0 | 0 | 0 | 0 | 12914.81
2022112116 | 2 | 0.61194 | 61194 | 0.1307 | 6796.4 | 0.39652 | 35290.28 | 1 | 5000 | 6796.4 | 35290.28 | 0 | 0 | 0 | 0 | 14107.32 | 0 | 0 | 0 | 0 | 0 | 14107.32
2022112117 | 2 | 0.6149 | 61490 | 0.13095 | 6809.4 | 0.27126 | 24142.14 | 1 | 5000 | 6809.4 | 24142.14 | 0 | 0 | 0 | 0 | 25538.46 | 0 | 0 | 0 | 0 | 0 | 25538.46
2022112118 | 2 | 0.63254 | 63254 | 0.15812 | 8222.24 | 0.03499 | 3114.11 | 1 | 5000 | 8222.24 | 3114.11 | 0 | 0 | 0 | 0 | 46917.65 | 0 | 0 | 0 | 0 | 0 | 46917.65
2022112119 | 2 | 0.64191 | 64191 | 0.20937 | 10887.24 | 0 | 0 | 1 | 5000 | 10887.24 | 0 | 0 | 0 | 0 | 0 | 48303.76 | 0 | 0 | 0 | 0 | 0 | 48303.76
2022112120 | 2 | 0.63513 | 63513 | 0.26619 | 13841.88 | 4e-05 | 3.56 | 1 | 5000 | 13841.88 | 3.56 | 0 | 0 | 0 | 0 | 44667.56 | 0 | 0 | 0 | 0 | 0 | 44667.56
2022112121 | 2 | 0.62985 | 62985 | 0.30102 | 15653.04 | 4e-05 | 3.56 | 1 | 5000 | 15653.04 | 3.56 | 0 | 0 | 0 | 0 | 42328.4 | 0 | 0 | 0 | 0 | 0 | 42328.4
2022112122 | 2 | 0.61473 | 61473 | 0.33147 | 17236.44 | 4e-05 | 3.56 | 1 | 5000 | 17236.44 | 3.56 | 0 | 0 | 0 | 0 | 39233 | 0 | 0 | 0 | 0 | 0 | 39233
2022112123 | 2 | 0.58719 | 58719 | 0.33857 | 17605.64 | 4e-05 | 3.56 | 1 | 5000 | 17605.64 | 3.56 | 0 | 0 | 0 | 0 | 36109.8 | 0 | 0 | 0 | 0 | 0 | 36109.8
2022112124 | 2 | 0.56213 | 56213 | 0.32822 | 17067.44 | 0 | 0 | 1 | 5000 | 17067.44 | 0 | 0 | 0 | 0 | 0 | 34145.56 | 0 | 0 | 0 | 0 | 0 | 34145.56
2022112201 | 3 | 0.54621 | 54621 | 0.31491 | 16375.32 | 0 | 0 | 1 | 5000 | 16375.32 | 0 | 0 | 0 | 0 | 0 | 33245.68 | 0 | 0 | 0 | 0 | 0 | 33245.68
2022112202 | 3 | 0.5363 | 53630 | 0.28156 | 14641.12 | 0 | 0 | 1 | 5000 | 14641.12 | 0 | 0 | 0 | 0 | 0 | 33988.88 | 0 | 0 | 0 | 0 | 0 | 33988.88
2022112203 | 3 | 0.53096 | 53096 | 0.26578 | 13820.56 | 0 | 0 | 1 | 5000 | 13820.56 | 0 | 0 | 0 | 0 | 0 | 34275.44 | 0 | 0 | 0 | 0 | 0 | 34275.44
2022112204 | 3 | 0.52752 | 52752 | 0.2559 | 13306.8 | 0 | 0 | 1 | 5000 | 13306.8 | 0 | 0 | 0 | 0 | 0 | 34445.2 | 0 | 0 | 0 | 0 | 0 | 34445.2
2022112205 | 3 | 0.53656 | 53656 | 0.24145 | 12555.4 | 0 | 0 | 1 | 5000 | 12555.4 | 0 | 0 | 0 | 0 | 0 | 36100.6 | 0 | 0 | 0 | 0 | 0 | 36100.6
2022112206 | 3 | 0.55662 | 55662 | 0.23624 | 12284.48 | 4e-05 | 3.56 | 1 | 5000 | 12284.48 | 3.56 | 0 | 0 | 0 | 0 | 38373.96 | 0 | 0 | 0 | 0 | 0 | 38373.96
2022112207 | 3 | 0.5868 | 58680 | 0.21913 | 11394.76 | 0 | 0 | 1 | 5000 | 11394.76 | 0 | 0 | 0 | 0 | 0 | 42285.24 | 0 | 0 | 0 | 0 | 0 | 42285.24
2022112208 | 3 | 0.60683 | 60683 | 0.2236 | 11627.2 | 0.01628 | 1448.92 | 1 | 5000 | 11627.2 | 1448.92 | 0 | 0 | 0 | 0 | 42606.88 | 0 | 0 | 0 | 0 | 0 | 42606.88
2022112209 | 3 | 0.61185 | 61185 | 0.21058 | 10950.16 | 0.21758 | 19364.62 | 1 | 5000 | 10950.16 | 19364.62 | 0 | 0 | 0 | 0 | 25870.22 | 0 | 0 | 0 | 0 | 0 | 25870.22
2022112210 | 3 | 0.60899 | 60899 | 0.14438 | 7507.76 | 0.3907 | 34772.3 | 1 | 5000 | 7507.76 | 34772.3 | 0 | 0 | 0 | 0 | 13618.94 | 0 | 0 | 0 | 0 | 0 | 13618.94
2022112211 | 3 | 0.5997 | 59970 | 0.12418 | 6457.36 | 0.44793 | 39865.77 | 1 | 5000 | 6457.36 | 39865.77 | 0 | 0 | 0 | 0 | 8646.87 | 0 | 0 | 0 | 0 | 0 | 8646.87
2022112212 | 3 | 0.58397 | 58397 | 0.14089 | 7326.28 | 0.48248 | 42940.72 | 1 | 5000 | 7326.28 | 42940.72 | 0 | 0 | 0 | 0 | 3130 | 0 | 0 | 0 | 0 | 0 | 3130
2022112213 | 3 | 0.56945 | 56945 | 0.154 | 8008 | 0.50135 | 44620.15 | 1 | 5000 | 8008 | 43937 | 0 | 0 | 683.15 | 683.15 | 0 | 580.6775 | 0 | 0 | 0 | 580.6775 | 0
2022112214 | 3 | 0.56027 | 56027 | 0.1565 | 8138 | 0.49652 | 44190.28 | 1 | 5000 | 8138 | 42889 | 0 | 0 | 1301.28 | 1301.28 | 0 | 1686.7655 | 0 | 0 | 0 | 1106.088 | 0
2022112215 | 3 | 0.55351 | 55351 | 0.17229 | 8959.08 | 0.49611 | 44153.79 | 1 | 5000 | 8959.08 | 41391.92 | 0 | 0 | 2761.87 | 2761.87 | 0 | 4034.355 | 0 | 0 | 0 | 2347.5895 | 0
2022112216 | 3 | 0.54868 | 54868 | 0.18158 | 9442.16 | 0.43133 | 38388.37 | 1 | 5000 | 9442.16 | 38388.37 | 0 | 0 | 0 | 0 | 2037.47 | 1996.885 | 2037.47 | 0 | 0 | 0 | 0
2022112217 | 3 | 0.54845 | 54845 | 0.18278 | 9504.56 | 0.24357 | 21677.73 | 1 | 5000 | 9504.56 | 21677.73 | 0 | 0 | 0 | 0 | 18662.71 | 0 | 1996.885 | 0 | 0 | 0 | 16665.825
2022112218 | 3 | 0.56561 | 56561 | 0.19488 | 10133.76 | 0.02961 | 2635.29 | 1 | 5000 | 10133.76 | 2635.29 | 0 | 0 | 0 | 0 | 38791.95 | 0 | 0 | 0 | 0 | 0 | 38791.95
2022112219 | 3 | 0.57727 | 57727 | 0.25377 | 13196.04 | 0 | 0 | 1 | 5000 | 13196.04 | 0 | 0 | 0 | 0 | 0 | 39530.96 | 0 | 0 | 0 | 0 | 0 | 39530.96
2022112220 | 3 | 0.57663 | 57663 | 0.32152 | 16719.04 | 0 | 0 | 1 | 5000 | 16719.04 | 0 | 0 | 0 | 0 | 0 | 35943.96 | 0 | 0 | 0 | 0 | 0 | 35943.96
2022112221 | 3 | 0.57213 | 57213 | 0.35563 | 18492.76 | 0 | 0 | 1 | 5000 | 18492.76 | 0 | 0 | 0 | 0 | 0 | 33720.24 | 0 | 0 | 0 | 0 | 0 | 33720.24
2022112222 | 3 | 0.56025 | 56025 | 0.36482 | 18970.64 | 0 | 0 | 1 | 5000 | 18970.64 | 0 | 0 | 0 | 0 | 0 | 32054.36 | 0 | 0 | 0 | 0 | 0 | 32054.36
2022112223 | 3 | 0.53929 | 53929 | 0.34851 | 18122.52 | 0 | 0 | 1 | 5000 | 18122.52 | 0 | 0 | 0 | 0 | 0 | 30806.48 | 0 | 0 | 0 | 0 | 0 | 30806.48
2022112224 | 3 | 0.51836 | 51836 | 0.32214 | 16751.28 | 0 | 0 | 1 | 5000 | 16751.28 | 0 | 0 | 0 | 0 | 0 | 30084.72 | 0 | 0 | 0 | 0 | 0 | 30084.72
2022112301 | 4 | 0.49893 | 49893 | 0.3181 | 16541.2 | 0 | 0 | 1 | 5000 | 16541.2 | 0 | 0 | 0 | 0 | 0 | 28351.8 | 0 | 0 | 0 | 0 | 0 | 28351.8
2022112302 | 4 | 0.48752 | 48752 | 0.29328 | 15250.56 | 0 | 0 | 1 | 5000 | 15250.56 | 0 | 0 | 0 | 0 | 0 | 28501.44 | 0 | 0 | 0 | 0 | 0 | 28501.44
2022112303 | 4 | 0.47931 | 47931 | 0.24804 | 12898.08 | 0 | 0 | 1 | 5000 | 12898.08 | 0 | 0 | 0 | 0 | 0 | 30032.92 | 0 | 0 | 0 | 0 | 0 | 30032.92
2022112304 | 4 | 0.47666 | 47666 | 0.21513 | 11186.76 | 0 | 0 | 1 | 5000 | 11186.76 | 0 | 0 | 0 | 0 | 0 | 31479.24 | 0 | 0 | 0 | 0 | 0 | 31479.24
2022112305 | 4 | 0.48568 | 48568 | 0.20451 | 10634.52 | 0 | 0 | 1 | 5000 | 10634.52 | 0 | 0 | 0 | 0 | 0 | 32933.48 | 0 | 0 | 0 | 0 | 0 | 32933.48
2022112306 | 4 | 0.50455 | 50455 | 0.21603 | 11233.56 | 0 | 0 | 1 | 5000 | 11233.56 | 0 | 0 | 0 | 0 | 0 | 34221.44 | 0 | 0 | 0 | 0 | 0 | 34221.44
2022112307 | 4 | 0.53086 | 53086 | 0.21825 | 11349 | 4e-05 | 3.56 | 1 | 5000 | 11349 | 3.56 | 0 | 0 | 0 | 0 | 36733.44 | 0 | 0 | 0 | 0 | 0 | 36733.44
2022112308 | 4 | 0.54503 | 54503 | 0.21706 | 11287.12 | 0.02206 | 1963.34 | 1 | 5000 | 11287.12 | 1963.34 | 0 | 0 | 0 | 0 | 36252.54 | 0 | 0 | 0 | 0 | 0 | 36252.54
2022112309 | 4 | 0.55106 | 55106 | 0.20877 | 10856.04 | 0.10627 | 9458.03 | 1 | 5000 | 10856.04 | 9458.03 | 0 | 0 | 0 | 0 | 29791.93 | 0 | 0 | 0 | 0 | 0 | 29791.93
2022112310 | 4 | 0.55593 | 55593 | 0.19882 | 10338.64 | 0.17148 | 15261.72 | 1 | 5000 | 10338.64 | 15261.72 | 0 | 0 | 0 | 0 | 24992.64 | 0 | 0 | 0 | 0 | 0 | 24992.64
2022112311 | 4 | 0.55504 | 55504 | 0.21455 | 11156.6 | 0.23717 | 21108.13 | 1 | 5000 | 11156.6 | 21108.13 | 0 | 0 | 0 | 0 | 18239.27 | 0 | 0 | 0 | 0 | 0 | 18239.27
2022112312 | 4 | 0.55382 | 55382 | 0.2537 | 13192.4 | 0.31195 | 27763.55 | 1 | 5000 | 13192.4 | 27763.55 | 0 | 0 | 0 | 0 | 9426.05 | 0 | 0 | 0 | 0 | 0 | 9426.05
2022112313 | 4 | 0.54787 | 54787 | 0.27614 | 14359.28 | 0.35574 | 31660.86 | 1 | 5000 | 14359.28 | 31660.86 | 0 | 0 | 0 | 0 | 3766.86 | 0 | 0 | 0 | 0 | 0 | 3766.86
2022112314 | 4 | 0.54377 | 54377 | 0.28614 | 14879.28 | 0.35289 | 31407.21 | 1 | 5000 | 14879.28 | 31407.21 | 0 | 0 | 0 | 0 | 3090.51 | 0 | 0 | 0 | 0 | 0 | 3090.51
2022112315 | 4 | 0.54175 | 54175 | 0.29358 | 15266.16 | 0.35079 | 31220.31 | 1 | 5000 | 15266.16 | 31220.31 | 0 | 0 | 0 | 0 | 2688.53 | 0 | 0 | 0 | 0 | 0 | 2688.53
2022112316 | 4 | 0.53821 | 53821 | 0.30349 | 15781.48 | 0.34457 | 30666.73 | 1 | 5000 | 15781.48 | 30666.73 | 0 | 0 | 0 | 0 | 2372.79 | 0 | 0 | 0 | 0 | 0 | 2372.79
2022112317 | 4 | 0.54018 | 54018 | 0.32218 | 16753.36 | 0.20086 | 17876.54 | 1 | 5000 | 16753.36 | 17876.54 | 0 | 0 | 0 | 0 | 14388.1 | 0 | 0 | 0 | 0 | 0 | 14388.1
2022112318 | 4 | 0.54977 | 54977 | 0.34785 | 18088.2 | 0.02971 | 2644.19 | 1 | 5000 | 18088.2 | 2644.19 | 0 | 0 | 0 | 0 | 29244.61 | 0 | 0 | 0 | 0 | 0 | 29244.61
2022112319 | 4 | 0.55539 | 55539 | 0.39677 | 20632.04 | 0 | 0 | 1 | 5000 | 20632.04 | 0 | 0 | 0 | 0 | 0 | 29906.96 | 0 | 0 | 0 | 0 | 0 | 29906.96
2022112320 | 4 | 0.55042 | 55042 | 0.44319 | 23045.88 | 0 | 0 | 1 | 5000 | 23045.88 | 0 | 0 | 0 | 0 | 0 | 26996.12 | 0 | 0 | 0 | 0 | 0 | 26996.12
2022112321 | 4 | 0.54304 | 54304 | 0.48251 | 25090.52 | 0 | 0 | 1 | 5000 | 25090.52 | 0 | 0 | 0 | 0 | 0 | 24213.48 | 0 | 0 | 0 | 0 | 0 | 24213.48
2022112322 | 4 | 0.53273 | 53273 | 0.4868 | 25313.6 | 0 | 0 | 1 | 5000 | 25313.6 | 0 | 0 | 0 | 0 | 0 | 22959.4 | 0 | 0 | 0 | 0 | 0 | 22959.4
2022112323 | 4 | 0.51122 | 51122 | 0.46622 | 24243.44 | 0 | 0 | 1 | 5000 | 24243.44 | 0 | 0 | 0 | 0 | 0 | 21878.56 | 0 | 0 | 0 | 0 | 0 | 21878.56
2022112324 | 4 | 0.4872 | 48720 | 0.43242 | 22485.84 | 0 | 0 | 1 | 5000 | 22485.84 | 0 | 0 | 0 | 0 | 0 | 21234.16 | 0 | 0 | 0 | 0 | 0 | 21234.16
2022112401 | 5 | 0.46369 | 46369 | 0.3921 | 20389.2 | 0 | 0 | 1 | 5000 | 20389.2 | 0 | 0 | 0 | 0 | 0 | 20979.8 | 0 | 0 | 0 | 0 | 0 | 20979.8
2022112402 | 5 | 0.44982 | 44982 | 0.34518 | 17949.36 | 0 | 0 | 1 | 5000 | 17949.36 | 0 | 0 | 0 | 0 | 0 | 22032.64 | 0 | 0 | 0 | 0 | 0 | 22032.64
2022112403 | 5 | 0.43871 | 43871 | 0.32314 | 16803.28 | 0 | 0 | 1 | 5000 | 16803.28 | 0 | 0 | 0 | 0 | 0 | 22067.72 | 0 | 0 | 0 | 0 | 0 | 22067.72
2022112404 | 5 | 0.42997 | 42997 | 0.29299 | 15235.48 | 0 | 0 | 1 | 5000 | 15235.48 | 0 | 0 | 0 | 0 | 0 | 22761.52 | 0 | 0 | 0 | 0 | 0 | 22761.52
2022112405 | 5 | 0.4305 | 43050 | 0.26236 | 13642.72 | 0 | 0 | 1 | 5000 | 13642.72 | 0 | 0 | 0 | 0 | 0 | 24407.28 | 0 | 0 | 0 | 0 | 0 | 24407.28
2022112406 | 5 | 0.43958 | 43958 | 0.23421 | 12178.92 | 0 | 0 | 1 | 5000 | 12178.92 | 0 | 0 | 0 | 0 | 0 | 26779.08 | 0 | 0 | 0 | 0 | 0 | 26779.08
2022112407 | 5 | 0.4545 | 45450 | 0.20998 | 10918.96 | 0 | 0 | 1 | 5000 | 10918.96 | 0 | 0 | 0 | 0 | 0 | 29531.04 | 0 | 0 | 0 | 0 | 0 | 29531.04
2022112408 | 5 | 0.46553 | 46553 | 0.1796 | 9339.2 | 0.007 | 623 | 1 | 5000 | 9339.2 | 623 | 0 | 0 | 0 | 0 | 31590.8 | 0 | 0 | 0 | 0 | 0 | 31590.8
2022112409 | 5 | 0.4865 | 48650 | 0.16547 | 8604.44 | 0.12496 | 11121.44 | 1 | 5000 | 8604.44 | 11121.44 | 0 | 0 | 0 | 0 | 23924.12 | 0 | 0 | 0 | 0 | 0 | 23924.12
2022112410 | 5 | 0.51262 | 51262 | 0.16462 | 8560.24 | 0.20983 | 18674.87 | 1 | 5000 | 8560.24 | 18674.87 | 0 | 0 | 0 | 0 | 19026.89 | 0 | 0 | 0 | 0 | 0 | 19026.89
2022112411 | 5 | 0.52946 | 52946 | 0.18089 | 9406.28 | 0.25348 | 22559.72 | 1 | 5000 | 9406.28 | 22559.72 | 0 | 0 | 0 | 0 | 15980 | 0 | 0 | 0 | 0 | 0 | 15980
2022112412 | 5 | 0.54025 | 54025 | 0.22599 | 11751.48 | 0.26395 | 23491.55 | 1 | 5000 | 11751.48 | 23491.55 | 0 | 0 | 0 | 0 | 13781.97 | 0 | 0 | 0 | 0 | 0 | 13781.97
2022112413 | 5 | 0.54135 | 54135 | 0.29611 | 15397.72 | 0.25305 | 22521.45 | 1 | 5000 | 15397.72 | 22521.45 | 0 | 0 | 0 | 0 | 11215.83 | 0 | 0 | 0 | 0 | 0 | 11215.83
2022112414 | 5 | 0.53322 | 53322 | 0.35693 | 18560.36 | 0.25367 | 22576.63 | 1 | 5000 | 18560.36 | 22576.63 | 0 | 0 | 0 | 0 | 7185.01 | 0 | 0 | 0 | 0 | 0 | 7185.01
2022112415 | 5 | 0.52305 | 52305 | 0.4026 | 20935.2 | 0.22102 | 19670.78 | 1 | 5000 | 20935.2 | 19670.78 | 0 | 0 | 0 | 0 | 6699.02 | 0 | 0 | 0 | 0 | 0 | 6699.02
2022112416 | 5 | 0.51069 | 51069 | 0.42801 | 22256.52 | 0.15764 | 14029.96 | 1 | 5000 | 22256.52 | 14029.96 | 0 | 0 | 0 | 0 | 9782.52 | 0 | 0 | 0 | 0 | 0 | 9782.52
2022112417 | 5 | 0.50145 | 50145 | 0.45398 | 23606.96 | 0.08943 | 7959.27 | 1 | 5000 | 23606.96 | 7959.27 | 0 | 0 | 0 | 0 | 13578.77 | 0 | 0 | 0 | 0 | 0 | 13578.77
2022112418 | 5 | 0.50418 | 50418 | 0.43692 | 22719.84 | 0.01502 | 1336.78 | 1 | 5000 | 22719.84 | 1336.78 | 0 | 0 | 0 | 0 | 21361.38 | 0 | 0 | 0 | 0 | 0 | 21361.38
2022112419 | 5 | 0.50288 | 50288 | 0.46313 | 24082.76 | 0 | 0 | 1 | 5000 | 24082.76 | 0 | 0 | 0 | 0 | 0 | 21205.24 | 0 | 0 | 0 | 0 | 0 | 21205.24
2022112420 | 5 | 0.49676 | 49676 | 0.48662 | 25304.24 | 0 | 0 | 1 | 5000 | 25304.24 | 0 | 0 | 0 | 0 | 0 | 19371.76 | 0 | 0 | 0 | 0 | 0 | 19371.76
2022112421 | 5 | 0.49162 | 49162 | 0.50172 | 26089.44 | 0 | 0 | 1 | 5000 | 26089.44 | 0 | 0 | 0 | 0 | 0 | 18072.56 | 0 | 0 | 0 | 0 | 0 | 18072.56
2022112422 | 5 | 0.48427 | 48427 | 0.52076 | 27079.52 | 0 | 0 | 1 | 5000 | 27079.52 | 0 | 0 | 0 | 0 | 0 | 16347.48 | 0 | 0 | 0 | 0 | 0 | 16347.48
2022112423 | 5 | 0.47126 | 47126 | 0.53497 | 27818.44 | 0 | 0 | 1 | 5000 | 27818.44 | 0 | 0 | 0 | 0 | 0 | 14307.56 | 0 | 0 | 0 | 0 | 0 | 14307.56
2022112424 | 5 | 0.45649 | 45649 | 0.53495 | 27817.4 | 0 | 0 | 1 | 5000 | 27817.4 | 0 | 0 | 0 | 0 | 0 | 12831.6 | 0 | 0 | 0 | 0 | 0 | 12831.6
2022112501 | 6 | 0.44228 | 44228 | 0.53358 | 27746.16 | 0 | 0 | 1 | 5000 | 27746.16 | 0 | 0 | 0 | 0 | 0 | 11481.84 | 0 | 0 | 0 | 0 | 0 | 11481.84
2022112502 | 6 | 0.43305 | 43305 | 0.54689 | 28438.28 | 0 | 0 | 1 | 5000 | 28438.28 | 0 | 0 | 0 | 0 | 0 | 9866.72 | 0 | 0 | 0 | 0 | 0 | 9866.72
2022112503 | 6 | 0.42691 | 42691 | 0.53729 | 27939.08 | 0 | 0 | 1 | 5000 | 27939.08 | 0 | 0 | 0 | 0 | 0 | 9751.92 | 0 | 0 | 0 | 0 | 0 | 9751.92
2022112504 | 6 | 0.42613 | 42613 | 0.53522 | 27831.44 | 0 | 0 | 1 | 5000 | 27831.44 | 0 | 0 | 0 | 0 | 0 | 9781.56 | 0 | 0 | 0 | 0 | 0 | 9781.56
2022112505 | 6 | 0.43006 | 43006 | 0.5267 | 27388.4 | 0 | 0 | 1 | 5000 | 27388.4 | 0 | 0 | 0 | 0 | 0 | 10617.6 | 0 | 0 | 0 | 0 | 0 | 10617.6
2022112506 | 6 | 0.44131 | 44131 | 0.53408 | 27772.16 | 0 | 0 | 1 | 5000 | 27772.16 | 0 | 0 | 0 | 0 | 0 | 11358.84 | 0 | 0 | 0 | 0 | 0 | 11358.84
2022112507 | 6 | 0.45653 | 45653 | 0.52499 | 27299.48 | 0 | 0 | 1 | 5000 | 27299.48 | 0 | 0 | 0 | 0 | 0 | 13353.52 | 0 | 0 | 0 | 0 | 0 | 13353.52
2022112508 | 6 | 0.47049 | 47049 | 0.51837 | 26955.24 | 0.00251 | 223.39 | 1 | 5000 | 26955.24 | 223.39 | 0 | 0 | 0 | 0 | 14870.37 | 0 | 0 | 0 | 0 | 0 | 14870.37
2022112509 | 6 | 0.48799 | 48799 | 0.52253 | 27171.56 | 0.01751 | 1558.39 | 1 | 5000 | 27171.56 | 1558.39 | 0 | 0 | 0 | 0 | 15069.05 | 0 | 0 | 0 | 0 | 0 | 15069.05
2022112510 | 6 | 0.50527 | 50527 | 0.49237 | 25603.24 | 0.04187 | 3726.43 | 1 | 5000 | 25603.24 | 3726.43 | 0 | 0 | 0 | 0 | 16197.33 | 0 | 0 | 0 | 0 | 0 | 16197.33
2022112511 | 6 | 0.5182 | 51820 | 0.49918 | 25957.36 | 0.06512 | 5795.68 | 1 | 5000 | 25957.36 | 5795.68 | 0 | 0 | 0 | 0 | 15066.96 | 0 | 0 | 0 | 0 | 0 | 15066.96
2022112512 | 6 | 0.52357 | 52357 | 0.52554 | 27328.08 | 0.08606 | 7659.34 | 1 | 5000 | 27328.08 | 7659.34 | 0 | 0 | 0 | 0 | 12369.58 | 0 | 0 | 0 | 0 | 0 | 12369.58
2022112513 | 6 | 0.52302 | 52302 | 0.51458 | 26758.16 | 0.09764 | 8689.96 | 1 | 5000 | 26758.16 | 8689.96 | 0 | 0 | 0 | 0 | 11853.88 | 0 | 0 | 0 | 0 | 0 | 11853.88
2022112514 | 6 | 0.51831 | 51831 | 0.51245 | 26647.4 | 0.08746 | 7783.94 | 1 | 5000 | 26647.4 | 7783.94 | 0 | 0 | 0 | 0 | 12399.66 | 0 | 0 | 0 | 0 | 0 | 12399.66
2022112515 | 6 | 0.51242 | 51242 | 0.49297 | 25634.44 | 0.0642 | 5713.8 | 1 | 5000 | 25634.44 | 5713.8 | 0 | 0 | 0 | 0 | 14893.76 | 0 | 0 | 0 | 0 | 0 | 14893.76
2022112516 | 6 | 0.51234 | 51234 | 0.47236 | 24562.72 | 0.03127 | 2783.03 | 1 | 5000 | 24562.72 | 2783.03 | 0 | 0 | 0 | 0 | 18888.25 | 0 | 0 | 0 | 0 | 0 | 18888.25
2022112517 | 6 | 0.5189 | 51890 | 0.42066 | 21874.32 | 0.0104 | 925.6 | 1 | 5000 | 21874.32 | 925.6 | 0 | 0 | 0 | 0 | 24090.08 | 0 | 0 | 0 | 0 | 0 | 24090.08
2022112518 | 6 | 0.53376 | 53376 | 0.39481 | 20530.12 | 0.00025 | 22.25 | 1 | 5000 | 20530.12 | 22.25 | 0 | 0 | 0 | 0 | 27823.63 | 0 | 0 | 0 | 0 | 0 | 27823.63
2022112519 | 6 | 0.53505 | 53505 | 0.37371 | 19432.92 | 0 | 0 | 1 | 5000 | 19432.92 | 0 | 0 | 0 | 0 | 0 | 29072.08 | 0 | 0 | 0 | 0 | 0 | 29072.08
2022112520 | 6 | 0.52812 | 52812 | 0.30193 | 15700.36 | 0 | 0 | 1 | 5000 | 15700.36 | 0 | 0 | 0 | 0 | 0 | 32111.64 | 0 | 0 | 0 | 0 | 0 | 32111.64
2022112521 | 6 | 0.5194 | 51940 | 0.27246 | 14167.92 | 0 | 0 | 1 | 5000 | 14167.92 | 0 | 0 | 0 | 0 | 0 | 32772.08 | 0 | 0 | 0 | 0 | 0 | 32772.08
2022112522 | 6 | 0.51055 | 51055 | 0.24138 | 12551.76 | 0 | 0 | 1 | 5000 | 12551.76 | 0 | 0 | 0 | 0 | 0 | 33503.24 | 0 | 0 | 0 | 0 | 0 | 33503.24
2022112523 | 6 | 0.4949 | 49490 | 0.27847 | 14480.44 | 0 | 0 | 1 | 5000 | 14480.44 | 0 | 0 | 0 | 0 | 0 | 30009.56 | 0 | 0 | 0 | 0 | 0 | 30009.56
2022112524 | 6 | 0.47982 | 47982 | 0.31412 | 16334.24 | 0 | 0 | 1 | 5000 | 16334.24 | 0 | 0 | 0 | 0 | 0 | 26647.76 | 0 | 0 | 0 | 0 | 0 | 26647.76
2022112601 | 7 | 0.46473 | 46473 | 0.30765 | 15997.8 | 0 | 0 | 1 | 5000 | 15997.8 | 0 | 0 | 0 | 0 | 0 | 25475.2 | 0 | 0 | 0 | 0 | 0 | 25475.2
2022112602 | 7 | 0.45115 | 45115 | 0.25539 | 13280.28 | 0 | 0 | 1 | 5000 | 13280.28 | 0 | 0 | 0 | 0 | 0 | 26834.72 | 0 | 0 | 0 | 0 | 0 | 26834.72
2022112603 | 7 | 0.44207 | 44207 | 0.20708 | 10768.16 | 0 | 0 | 1 | 5000 | 10768.16 | 0 | 0 | 0 | 0 | 0 | 28438.84 | 0 | 0 | 0 | 0 | 0 | 28438.84
2022112604 | 7 | 0.44025 | 44025 | 0.19984 | 10391.68 | 0 | 0 | 1 | 5000 | 10391.68 | 0 | 0 | 0 | 0 | 0 | 28633.32 | 0 | 0 | 0 | 0 | 0 | 28633.32
2022112605 | 7 | 0.44338 | 44338 | 0.2051 | 10665.2 | 0 | 0 | 1 | 5000 | 10665.2 | 0 | 0 | 0 | 0 | 0 | 28672.8 | 0 | 0 | 0 | 0 | 0 | 28672.8
2022112606 | 7 | 0.44998 | 44998 | 0.20076 | 10439.52 | 0 | 0 | 1 | 5000 | 10439.52 | 0 | 0 | 0 | 0 | 0 | 29558.48 | 0 | 0 | 0 | 0 | 0 | 29558.48
2022112607 | 7 | 0.46438 | 46438 | 0.19022 | 9891.44 | 0 | 0 | 1 | 5000 | 9891.44 | 0 | 0 | 0 | 0 | 0 | 31546.56 | 0 | 0 | 0 | 0 | 0 | 31546.56
2022112608 | 7 | 0.48145 | 48145 | 0.21826 | 11349.52 | 0.00777 | 691.53 | 1 | 5000 | 11349.52 | 691.53 | 0 | 0 | 0 | 0 | 31103.95 | 0 | 0 | 0 | 0 | 0 | 31103.95
2022112609 | 7 | 0.49682 | 49682 | 0.24135 | 12550.2 | 0.08601 | 7654.89 | 1 | 5000 | 12550.2 | 7654.89 | 0 | 0 | 0 | 0 | 24476.91 | 0 | 0 | 0 | 0 | 0 | 24476.91
2022112610 | 7 | 0.50889 | 50889 | 0.27211 | 14149.72 | 0.22078 | 19649.42 | 1 | 5000 | 14149.72 | 19649.42 | 0 | 0 | 0 | 0 | 12089.86 | 0 | 0 | 0 | 0 | 0 | 12089.86
2022112611 | 7 | 0.51056 | 51056 | 0.29842 | 15517.84 | 0.34059 | 30312.51 | 1 | 5000 | 15517.84 | 30312.51 | 0 | 0 | 0 | 0 | 225.65 | 0 | 0 | 0 | 0 | 0 | 225.65
2022112612 | 7 | 0.51062 | 51062 | 0.34804 | 18098.08 | 0.39478 | 35135.42 | 1 | 5000 | 18098.08 | 27963.92 | 0 | 0 | 7171.5 | 7171.5 | 0 | 6095.775 | 0 | 0 | 0 | 6095.775 | 0
2022112613 | 7 | 0.5124 | 51240 | 0.40038 | 20819.76 | 0.40825 | 36334.25 | 1 | 5000 | 20819.76 | 25420.24 | 0 | 0 | 10914.01 | 10914.01 | 0 | 15372.6835 | 0 | 0 | 0 | 9276.9085 | 0
2022112614 | 7 | 0.50747 | 50747 | 0.42107 | 21895.64 | 0.40207 | 35784.23 | 1 | 5000 | 21895.64 | 23851.36 | 0 | 0 | 11932.87 | 11932.87 | 0 | 25515.623 | 0 | 0 | 0 | 10142.9395 | 0
2022112615 | 7 | 0.50306 | 50306 | 0.38587 | 20065.24 | 0.43915 | 39084.35 | 1 | 5000 | 20065.24 | 25240.76 | 0 | 0 | 13843.59 | 13843.59 | 0 | 37282.6745 | 0 | 0 | 0 | 11767.0515 | 0
2022112616 | 7 | 0.5038 | 50380 | 0.32318 | 16805.36 | 0.43868 | 39042.52 | 1 | 5000 | 16805.36 | 28574.64 | 0 | 0 | 10467.88 | 10467.88 | 0 | 46180.3725 | 0 | 0 | 0 | 8897.698 | 0
2022112617 | 7 | 0.50523 | 50523 | 0.26653 | 13859.56 | 0.31739 | 28247.71 | 1 | 5000 | 13859.56 | 28247.71 | 0 | 0 | 0 | 0 | 3415.73 | 42764.6425 | 3415.73 | 0 | 0 | 0 | 0
2022112618 | 7 | 0.51957 | 51957 | 0.19091 | 9927.32 | 0.03388 | 3015.32 | 1 | 5000 | 9927.32 | 3015.32 | 0 | 0 | 0 | 0 | 34014.36 | 8750.2825 | 34014.36 | 0 | 0 | 0 | 0
2022112619 | 7 | 0.53222 | 53222 | 0.22164 | 11525.28 | 0 | 0 | 1 | 5000 | 11525.28 | 0 | 0 | 0 | 0 | 0 | 36696.72 | 0 | 8750.2825 | 0 | 0 | 0 | 27946.4375
2022112620 | 7 | 0.53369 | 53369 | 0.29786 | 15488.72 | 0 | 0 | 1 | 5000 | 15488.72 | 0 | 0 | 0 | 0 | 0 | 32880.28 | 0 | 0 | 0 | 0 | 0 | 32880.28
2022112621 | 7 | 0.53451 | 53451 | 0.37708 | 19608.16 | 0 | 0 | 1 | 5000 | 19608.16 | 0 | 0 | 0 | 0 | 0 | 28842.84 | 0 | 0 | 0 | 0 | 0 | 28842.84
2022112622 | 7 | 0.52962 | 52962 | 0.4168 | 21673.6 | 0 | 0 | 1 | 5000 | 21673.6 | 0 | 0 | 0 | 0 | 0 | 26288.4 | 0 | 0 | 0 | 0 | 0 | 26288.4
2022112623 | 7 | 0.52047 | 52047 | 0.45674 | 23750.48 | 0 | 0 | 1 | 5000 | 23750.48 | 0 | 0 | 0 | 0 | 0 | 23296.52 | 0 | 0 | 0 | 0 | 0 | 23296.52
2022112624 | 7 | 0.50649 | 50649 | 0.47663 | 24784.76 | 0 | 0 | 1 | 5000 | 24784.76 | 0 | 0 | 0 | 0 | 0 | 20864.24 | 0 | 0 | 0 | 0 | 0 | 20864.24
2022112701 | 1 | 0.49457 | 49457 | 0.48443 | 25190.36 | 0 | 0 | 1 | 5000 | 25190.36 | 0 | 0 | 0 | 0 | 0 | 19266.64 | 0 | 0 | 0 | 0 | 0 | 19266.64
2022112702 | 1 | 0.48566 | 48566 | 0.48261 | 25095.72 | 0 | 0 | 1 | 5000 | 25095.72 | 0 | 0 | 0 | 0 | 0 | 18470.28 | 0 | 0 | 0 | 0 | 0 | 18470.28
2022112703 | 1 | 0.4799 | 47990 | 0.4638 | 24117.6 | 0 | 0 | 1 | 5000 | 24117.6 | 0 | 0 | 0 | 0 | 0 | 18872.4 | 0 | 0 | 0 | 0 | 0 | 18872.4
2022112704 | 1 | 0.47606 | 47606 | 0.44455 | 23116.6 | 0 | 0 | 1 | 5000 | 23116.6 | 0 | 0 | 0 | 0 | 0 | 19489.4 | 0 | 0 | 0 | 0 | 0 | 19489.4
2022112705 | 1 | 0.47908 | 47908 | 0.43069 | 22395.88 | 0 | 0 | 1 | 5000 | 22395.88 | 0 | 0 | 0 | 0 | 0 | 20512.12 | 0 | 0 | 0 | 0 | 0 | 20512.12
2022112706 | 1 | 0.48664 | 48664 | 0.38374 | 19954.48 | 0 | 0 | 1 | 5000 | 19954.48 | 0 | 0 | 0 | 0 | 0 | 23709.52 | 0 | 0 | 0 | 0 | 0 | 23709.52
2022112707 | 1 | 0.50149 | 50149 | 0.33869 | 17611.88 | 0 | 0 | 1 | 5000 | 17611.88 | 0 | 0 | 0 | 0 | 0 | 27537.12 | 0 | 0 | 0 | 0 | 0 | 27537.12
2022112708 | 1 | 0.50983 | 50983 | 0.29454 | 15316.08 | 0.04463 | 3972.07 | 1 | 5000 | 15316.08 | 3972.07 | 0 | 0 | 0 | 0 | 26694.85 | 0 | 0 | 0 | 0 | 0 | 26694.85
2022112709 | 1 | 0.51473 | 51473 | 0.21467 | 11162.84 | 0.38182 | 33981.98 | 1 | 5000 | 11162.84 | 33981.98 | 0 | 0 | 0 | 0 | 1328.18 | 0 | 0 | 0 | 0 | 0 | 1328.18
2022112710 | 1 | 0.50994 | 50994 | 0.14381 | 7478.12 | 0.60464 | 53812.96 | 1 | 5000 | 7478.12 | 38515.88 | 0 | 0 | 15297.08 | 15297.08 | 0 | 13002.518 | 0 | 0 | 0 | 13002.518 | 0
2022112711 | 1 | 0.49914 | 49914 | 0.13594 | 7068.88 | 0.62164 | 55325.96 | 1 | 5000 | 7068.88 | 37845.12 | 0 | 0 | 17480.84 | 17480.84 | 0 | 27861.232 | 0 | 0 | 0 | 14858.714 | 0
2022112712 | 1 | 0.48798 | 48798 | 0.1137 | 5912.4 | 0.60202 | 53579.78 | 1 | 5000 | 5912.4 | 37885.6 | 0 | 0 | 15694.18 | 15694.18 | 0 | 41201.285 | 0 | 0 | 0 | 13340.053 | 0
2022112713 | 1 | 0.48571 | 48571 | 0.10717 | 5572.84 | 0.59584 | 53029.76 | 1 | 5000 | 5572.84 | 37998.16 | 0 | 0 | 15031.6 | 15031.6 | 0 | 53978.145 | 0 | 0 | 0 | 12776.86 | 0
2022112714 | 1 | 0.48609 | 48609 | 0.09962 | 5180.24 | 0.60946 | 54241.94 | 1 | 5000 | 5180.24 | 38428.76 | 0 | 0 | 15813.18 | 15813.18 | 0 | 67419.348 | 0 | 0 | 0 | 13441.203 | 0
2022112715 | 1 | 0.49043 | 49043 | 0.08355 | 4344.6 | 0.6296 | 56034.4 | 1 | 5000 | 4344.6 | 39698.4 | 0 | 0 | 16336 | 16336 | 0 | 81304.948 | 0 | 0 | 0 | 13885.6 | 0
2022112716 | 1 | 0.49276 | 49276 | 0.07597 | 3950.44 | 0.6159 | 54815.1 | 1 | 5000 | 3950.44 | 40325.56 | 0 | 0 | 14489.54 | 14489.54 | 0 | 93621.057 | 0 | 0 | 0 | 12316.109 | 0
2022112717 | 1 | 0.5007 | 50070 | 0.06544 | 3402.88 | 0.36725 | 32685.25 | 1 | 5000 | 3402.88 | 32685.25 | 0 | 0 | 0 | 0 | 8981.87 | 84639.187 | 8981.87 | 0 | 0 | 0 | 0
2022112718 | 1 | 0.51967 | 51967 | 0.07072 | 3677.44 | 0.0364 | 3239.6 | 1 | 5000 | 3677.44 | 3239.6 | 0 | 0 | 0 | 0 | 40049.96 | 44589.227 | 40049.96 | 0 | 0 | 0 | 0
2022112719 | 1 | 0.53777 | 53777 | 0.06777 | 3524.04 | 0 | 0 | 1 | 5000 | 3524.04 | 0 | 0 | 0 | 0 | 0 | 45252.96 | 0 | 44589.227 | 0 | 0 | 0 | 663.733
2022112720 | 1 | 0.53685 | 53685 | 0.07744 | 4026.88 | 0 | 0 | 1 | 5000 | 4026.88 | 0 | 0 | 0 | 0 | 0 | 44658.12 | 0 | 0 | 0 | 0 | 0 | 44658.12
2022112721 | 1 | 0.53231 | 53231 | 0.08585 | 4464.2 | 0 | 0 | 1 | 5000 | 4464.2 | 0 | 0 | 0 | 0 | 0 | 43766.8 | 0 | 0 | 0 | 0 | 0 | 43766.8
2022112722 | 1 | 0.52122 | 52122 | 0.09609 | 4996.68 | 0 | 0 | 1 | 5000 | 4996.68 | 0 | 0 | 0 | 0 | 0 | 42125.32 | 0 | 0 | 0 | 0 | 0 | 42125.32
2022112723 | 1 | 0.49914 | 49914 | 0.11663 | 6064.76 | 0 | 0 | 1 | 5000 | 6064.76 | 0 | 0 | 0 | 0 | 0 | 38849.24 | 0 | 0 | 0 | 0 | 0 | 38849.24
2022112724 | 1 | 0.47667 | 47667 | 0.14803 | 7697.56 | 0 | 0 | 1 | 5000 | 7697.56 | 0 | 0 | 0 | 0 | 0 | 34969.44 | 0 | 0 | 0 | 0 | 0 | 34969.44
2022112801 | 2 | 0.46192 | 46192 | 0.18299 | 9515.48 | 0 | 0 | 1 | 5000 | 9515.48 | 0 | 0 | 0 | 0 | 0 | 31676.52 | 0 | 0 | 0 | 0 | 0 | 31676.52
2022112802 | 2 | 0.45969 | 45969 | 0.24229 | 12599.08 | 0 | 0 | 1 | 5000 | 12599.08 | 0 | 0 | 0 | 0 | 0 | 28369.92 | 0 | 0 | 0 | 0 | 0 | 28369.92
2022112803 | 2 | 0.46644 | 46644 | 0.30646 | 15935.92 | 0 | 0 | 1 | 5000 | 15935.92 | 0 | 0 | 0 | 0 | 0 | 25708.08 | 0 | 0 | 0 | 0 | 0 | 25708.08
2022112804 | 2 | 0.47599 | 47599 | 0.36954 | 19216.08 | 0 | 0 | 1 | 5000 | 19216.08 | 0 | 0 | 0 | 0 | 0 | 23382.92 | 0 | 0 | 0 | 0 | 0 | 23382.92
2022112805 | 2 | 0.49299 | 49299 | 0.42293 | 21992.36 | 0 | 0 | 1 | 5000 | 21992.36 | 0 | 0 | 0 | 0 | 0 | 22306.64 | 0 | 0 | 0 | 0 | 0 | 22306.64
2022112806 | 2 | 0.52768 | 52768 | 0.47302 | 24597.04 | 0 | 0 | 1 | 5000 | 24597.04 | 0 | 0 | 0 | 0 | 0 | 23170.96 | 0 | 0 | 0 | 0 | 0 | 23170.96
2022112807 | 2 | 0.57659 | 57659 | 0.49625 | 25805 | 0 | 0 | 1 | 5000 | 25805 | 0 | 0 | 0 | 0 | 0 | 26854 | 0 | 0 | 0 | 0 | 0 | 26854
2022112808 | 2 | 0.59753 | 59753 | 0.50056 | 26029.12 | 0.03742 | 3330.38 | 1 | 5000 | 26029.12 | 3330.38 | 0 | 0 | 0 | 0 | 25393.5 | 0 | 0 | 0 | 0 | 0 | 25393.5
2022112809 | 2 | 0.5843 | 58430 | 0.47548 | 24724.96 | 0.26719 | 23779.91 | 1 | 5000 | 24724.96 | 23779.91 | 0 | 0 | 0 | 0 | 4925.13 | 0 | 0 | 0 | 0 | 0 | 4925.13
2022112810 | 2 | 0.56659 | 56659 | 0.4199 | 21834.8 | 0.46826 | 41675.14 | 1 | 5000 | 21834.8 | 29824.2 | 0 | 0 | 11850.94 | 11850.94 | 0 | 10073.299 | 0 | 0 | 0 | 10073.299 | 0
2022112811 | 2 | 0.55019 | 55019 | 0.37986 | 19752.72 | 0.5496 | 48914.4 | 1 | 5000 | 19752.72 | 30266.28 | 0 | 0 | 18648.12 | 18648.12 | 0 | 25924.201 | 0 | 0 | 0 | 15850.902 | 0
2022112812 | 2 | 0.53925 | 53925 | 0.39654 | 20620.08 | 0.51891 | 46182.99 | 1 | 5000 | 20620.08 | 28304.92 | 0 | 0 | 17878.07 | 17878.07 | 0 | 41120.5605 | 0 | 0 | 0 | 15196.3595 | 0
2022112813 | 2 | 0.53314 | 53314 | 0.44855 | 23324.6 | 0.39676 | 35311.64 | 1 | 5000 | 23324.6 | 24989.4 | 0 | 0 | 10322.24 | 10322.24 | 0 | 49894.4645 | 0 | 0 | 0 | 8773.904 | 0
2022112814 | 2 | 0.53364 | 53364 | 0.47397 | 24646.44 | 0.34417 | 30631.13 | 1 | 5000 | 24646.44 | 23717.56 | 0 | 0 | 6913.57 | 6913.57 | 0 | 55770.999 | 0 | 0 | 0 | 5876.5345 | 0
2022112815 | 2 | 0.53473 | 53473 | 0.48198 | 25062.96 | 0.34361 | 30581.29 | 1 | 5000 | 25062.96 | 23410.04 | 0 | 0 | 7171.25 | 7171.25 | 0 | 61866.5615 | 0 | 0 | 0 | 6095.5625 | 0
2022112816 | 2 | 0.53613 | 53613 | 0.48638 | 25291.76 | 0.34201 | 30438.89 | 1 | 5000 | 25291.76 | 23321.24 | 0 | 0 | 7117.65 | 7117.65 | 0 | 67916.564 | 0 | 0 | 0 | 6050.0025 | 0
2022112817 | 2 | 0.53858 | 53858 | 0.47606 | 24755.12 | 0.23607 | 21010.23 | 1 | 5000 | 24755.12 | 21010.23 | 0 | 0 | 0 | 0 | 3092.65 | 64823.914 | 3092.65 | 0 | 0 | 0 | 0
2022112818 | 2 | 0.55093 | 55093 | 0.48716 | 25332.32 | 0.03321 | 2955.69 | 1 | 5000 | 25332.32 | 2955.69 | 0 | 0 | 0 | 0 | 21804.99 | 43018.924 | 21804.99 | 0 | 0 | 0 | 0
2022112819 | 2 | 0.56814 | 56814 | 0.56057 | 29149.64 | 0 | 0 | 1 | 5000 | 29149.64 | 0 | 0 | 0 | 0 | 0 | 22664.36 | 20354.564 | 22664.36 | 0 | 0 | 0 | 0
2022112820 | 2 | 0.56415 | 56415 | 0.59485 | 30932.2 | 0 | 0 | 1 | 5000 | 30932.2 | 0 | 0 | 0 | 0 | 0 | 20482.8 | 0 | 20354.564 | 0 | 0 | 0 | 128.236
2022112821 | 2 | 0.55389 | 55389 | 0.59794 | 31092.88 | 0 | 0 | 1 | 5000 | 31092.88 | 0 | 0 | 0 | 0 | 0 | 19296.12 | 0 | 0 | 0 | 0 | 0 | 19296.12
2022112822 | 2 | 0.53824 | 53824 | 0.60969 | 31703.88 | 0 | 0 | 1 | 5000 | 31703.88 | 0 | 0 | 0 | 0 | 0 | 17120.12 | 0 | 0 | 0 | 0 | 0 | 17120.12
2022112823 | 2 | 0.51297 | 51297 | 0.62266 | 32378.32 | 0 | 0 | 1 | 5000 | 32378.32 | 0 | 0 | 0 | 0 | 0 | 13918.68 | 0 | 0 | 0 | 0 | 0 | 13918.68
2022112824 | 2 | 0.48632 | 48632 | 0.64137 | 33351.24 | 0 | 0 | 1 | 5000 | 33351.24 | 0 | 0 | 0 | 0 | 0 | 10280.76 | 0 | 0 | 0 | 0 | 0 | 10280.76
2022112901 | 3 | 0.46626 | 46626 | 0.6421 | 33389.2 | 0 | 0 | 1 | 5000 | 33389.2 | 0 | 0 | 0 | 0 | 0 | 8236.8 | 0 | 0 | 0 | 0 | 0 | 8236.8
2022112902 | 3 | 0.45395 | 45395 | 0.62961 | 32739.72 | 0 | 0 | 1 | 5000 | 32739.72 | 0 | 0 | 0 | 0 | 0 | 7655.28 | 0 | 0 | 0 | 0 | 0 | 7655.28
2022112903 | 3 | 0.44599 | 44599 | 0.62253 | 32371.56 | 0 | 0 | 1 | 5000 | 32371.56 | 0 | 0 | 0 | 0 | 0 | 7227.44 | 0 | 0 | 0 | 0 | 0 | 7227.44
2022112904 | 3 | 0.44512 | 44512 | 0.62044 | 32262.88 | 0 | 0 | 1 | 5000 | 32262.88 | 0 | 0 | 0 | 0 | 0 | 7249.12 | 0 | 0 | 0 | 0 | 0 | 7249.12
2022112905 | 3 | 0.45321 | 45321 | 0.61686 | 32076.72 | 0 | 0 | 1 | 5000 | 32076.72 | 0 | 0 | 0 | 0 | 0 | 8244.28 | 0 | 0 | 0 | 0 | 0 | 8244.28
2022112906 | 3 | 0.47454 | 47454 | 0.60797 | 31614.44 | 0 | 0 | 1 | 5000 | 31614.44 | 0 | 0 | 0 | 0 | 0 | 10839.56 | 0 | 0 | 0 | 0 | 0 | 10839.56
2022112907 | 3 | 0.51083 | 51083 | 0.6098 | 31709.6 | 0 | 0 | 1 | 5000 | 31709.6 | 0 | 0 | 0 | 0 | 0 | 14373.4 | 0 | 0 | 0 | 0 | 0 | 14373.4
2022112908 | 3 | 0.52895 | 52895 | 0.60117 | 31260.84 | 0.01299 | 1156.11 | 1 | 5000 | 31260.84 | 1156.11 | 0 | 0 | 0 | 0 | 15478.05 | 0 | 0 | 0 | 0 | 0 | 15478.05
2022112909 | 3 | 0.53296 | 53296 | 0.55025 | 28613 | 0.18412 | 16386.68 | 1 | 5000 | 28613 | 16386.68 | 0 | 0 | 0 | 0 | 3296.32 | 0 | 0 | 0 | 0 | 0 | 3296.32
2022112910 | 3 | 0.54214 | 54214 | 0.49056 | 25509.12 | 0.35159 | 31291.51 | 1 | 5000 | 25509.12 | 23704.88 | 0 | 0 | 7586.63 | 7586.63 | 0 | 6448.6355 | 0 | 0 | 0 | 6448.6355 | 0
2022112911 | 3 | 0.55084 | 55084 | 0.46507 | 24183.64 | 0.47664 | 42420.96 | 1 | 5000 | 24183.64 | 25900.36 | 0 | 0 | 16520.6 | 16520.6 | 0 | 20491.1455 | 0 | 0 | 0 | 14042.51 | 0
2022112912 | 3 | 0.56109 | 56109 | 0.4712 | 24502.4 | 0.47843 | 42580.27 | 1 | 5000 | 24502.4 | 26606.6 | 0 | 0 | 15973.67 | 15973.67 | 0 | 34068.765 | 0 | 0 | 0 | 13577.6195 | 0
2022112913 | 3 | 0.56844 | 56844 | 0.50299 | 26155.48 | 0.39179 | 34869.31 | 1 | 5000 | 26155.48 | 25688.52 | 0 | 0 | 9180.79 | 9180.79 | 0 | 41872.4365 | 0 | 0 | 0 | 7803.6715 | 0
2022112914 | 3 | 0.57617 | 57617 | 0.51206 | 26627.12 | 0.32246 | 28698.94 | 1 | 5000 | 26627.12 | 25989.88 | 0 | 0 | 2709.06 | 2709.06 | 0 | 44175.1375 | 0 | 0 | 0 | 2302.701 | 0
2022112915 | 3 | 0.58394 | 58394 | 0.49598 | 25790.96 | 0.30519 | 27161.91 | 1 | 5000 | 25790.96 | 27161.91 | 0 | 0 | 0 | 0 | 441.13 | 43734.0075 | 441.13 | 0 | 0 | 0 | 3.638e-12
2022112916 | 3 | 0.58994 | 58994 | 0.48085 | 25004.2 | 0.2728 | 24279.2 | 1 | 5000 | 25004.2 | 24279.2 | 0 | 0 | 0 | 0 | 4710.6 | 39023.4075 | 4710.6 | 0 | 0 | 0 | 0
2022112917 | 3 | 0.59197 | 59197 | 0.42632 | 22168.64 | 0.20771 | 18486.19 | 1 | 5000 | 22168.64 | 18486.19 | 0 | 0 | 0 | 0 | 13542.17 | 25481.2375 | 13542.17 | 0 | 0 | 0 | 0
2022112918 | 3 | 0.59896 | 59896 | 0.38976 | 20267.52 | 0.03499 | 3114.11 | 1 | 5000 | 20267.52 | 3114.11 | 0 | 0 | 0 | 0 | 31514.37 | 0 | 25481.2375 | 0 | 0 | 0 | 6033.1325
2022112919 | 3 | 0.60369 | 60369 | 0.40285 | 20948.2 | 0.0043 | 382.7 | 1 | 5000 | 20948.2 | 382.7 | 0 | 0 | 0 | 0 | 34038.1 | 0 | 0 | 0 | 0 | 0 | 34038.1
2022112920 | 3 | 0.59074 | 59074 | 0.4774 | 24824.8 | 0.00431 | 383.59 | 1 | 5000 | 24824.8 | 383.59 | 0 | 0 | 0 | 0 | 28865.61 | 0 | 0 | 0 | 0 | 0 | 28865.61
2022112921 | 3 | 0.578 | 57800 | 0.54082 | 28122.64 | 0.00431 | 383.59 | 1 | 5000 | 28122.64 | 383.59 | 0 | 0 | 0 | 0 | 24293.77 | 0 | 0 | 0 | 0 | 0 | 24293.77
2022112922 | 3 | 0.55769 | 55769 | 0.55419 | 28817.88 | 0.00431 | 383.59 | 1 | 5000 | 28817.88 | 383.59 | 0 | 0 | 0 | 0 | 21567.53 | 0 | 0 | 0 | 0 | 0 | 21567.53
2022112923 | 3 | 0.53013 | 53013 | 0.5455 | 28366 | 0.00431 | 383.59 | 1 | 5000 | 28366 | 383.59 | 0 | 0 | 0 | 0 | 19263.41 | 0 | 0 | 0 | 0 | 0 | 19263.41
2022112924 | 3 | 0.50281 | 50281 | 0.52988 | 27553.76 | 0.00393 | 349.77 | 1 | 5000 | 27553.76 | 349.77 | 0 | 0 | 0 | 0 | 17377.47 | 0 | 0 | 0 | 0 | 0 | 17377.47
2022113001 | 4 | 0.48004 | 48004 | 0.49109 | 25536.68 | 0 | 0 | 1 | 5000 | 25536.68 | 0 | 0 | 0 | 0 | 0 | 17467.32 | 0 | 0 | 0 | 0 | 0 | 17467.32
2022113002 | 4 | 0.47116 | 47116 | 0.44441 | 23109.32 | 0 | 0 | 1 | 5000 | 23109.32 | 0 | 0 | 0 | 0 | 0 | 19006.68 | 0 | 0 | 0 | 0 | 0 | 19006.68
2022113003 | 4 | 0.46893 | 46893 | 0.38601 | 20072.52 | 0 | 0 | 1 | 5000 | 20072.52 | 0 | 0 | 0 | 0 | 0 | 21820.48 | 0 | 0 | 0 | 0 | 0 | 21820.48
2022113004 | 4 | 0.46919 | 46919 | 0.34358 | 17866.16 | 0 | 0 | 1 | 5000 | 17866.16 | 0 | 0 | 0 | 0 | 0 | 24052.84 | 0 | 0 | 0 | 0 | 0 | 24052.84
2022113005 | 4 | 0.48197 | 48197 | 0.33391 | 17363.32 | 0 | 0 | 1 | 5000 | 17363.32 | 0 | 0 | 0 | 0 | 0 | 25833.68 | 0 | 0 | 0 | 0 | 0 | 25833.68
2022113006 | 4 | 0.51346 | 51346 | 0.34439 | 17908.28 | 0 | 0 | 1 | 5000 | 17908.28 | 0 | 0 | 0 | 0 | 0 | 28437.72 | 0 | 0 | 0 | 0 | 0 | 28437.72
2022113007 | 4 | 0.56483 | 56483 | 0.30542 | 15881.84 | 0 | 0 | 1 | 5000 | 15881.84 | 0 | 0 | 0 | 0 | 0 | 35601.16 | 0 | 0 | 0 | 0 | 0 | 35601.16
2022113008 | 4 | 0.59179 | 59179 | 0.28579 | 14861.08 | 0.03626 | 3227.14 | 1 | 5000 | 14861.08 | 3227.14 | 0 | 0 | 0 | 0 | 36090.78 | 0 | 0 | 0 | 0 | 0 | 36090.78
2022113009 | 4 | 0.59217 | 59217 | 0.25328 | 13170.56 | 0.35754 | 31821.06 | 1 | 5000 | 13170.56 | 31821.06 | 0 | 0 | 0 | 0 | 9225.38 | 0 | 0 | 0 | 0 | 0 | 9225.38
2022113010 | 4 | 0.58533 | 58533 | 0.23665 | 12305.8 | 0.58489 | 52055.21 | 1 | 5000 | 12305.8 | 41227.2 | 0 | 0 | 10828.01 | 10828.01 | 0 | 9203.8085 | 0 | 0 | 0 | 9203.8085 | 0
2022113011 | 4 | 0.57342 | 57342 | 0.21456 | 11157.12 | 0.59343 | 52815.27 | 1 | 5000 | 11157.12 | 41184.88 | 0 | 0 | 11630.39 | 11630.39 | 0 | 19089.64 | 0 | 0 | 0 | 9885.8315 | 0
2022113012 | 4 | 0.5624 | 56240 | 0.19393 | 10084.36 | 0.58702 | 52244.78 | 1 | 5000 | 10084.36 | 41155.64 | 0 | 0 | 11089.14 | 11089.14 | 0 | 28515.409 | 0 | 0 | 0 | 9425.769 | 0
2022113013 | 4 | 0.55045 | 55045 | 0.1868 | 9713.6 | 0.58087 | 51697.43 | 1 | 5000 | 9713.6 | 40331.4 | 0 | 0 | 11366.03 | 11366.03 | 0 | 38176.5345 | 0 | 0 | 0 | 9661.1255 | 0
2022113014 | 4 | 0.5395 | 53950 | 0.18583 | 9663.16 | 0.58797 | 52329.33 | 1 | 5000 | 9663.16 | 39286.84 | 0 | 0 | 13042.49 | 13042.49 | 0 | 49262.651 | 0 | 0 | 0 | 11086.1165 | 0
2022113015 | 4 | 0.53313 | 53313 | 0.19991 | 10395.32 | 0.59613 | 53055.57 | 1 | 5000 | 10395.32 | 37917.68 | 0 | 0 | 15137.89 | 15137.89 | 0 | 62129.8575 | 0 | 0 | 0 | 12867.2065 | 0
2022113016 | 4 | 0.53174 | 53174 | 0.22005 | 11442.6 | 0.55282 | 49200.98 | 1 | 5000 | 11442.6 | 36731.4 | 0 | 0 | 12469.58 | 12469.58 | 0 | 72729.0005 | 0 | 0 | 0 | 10599.143 | 0
2022113017 | 4 | 0.54263 | 54263 | 0.23742 | 12345.84 | 0.28491 | 25356.99 | 1 | 5000 | 12345.84 | 25356.99 | 0 | 0 | 0 | 0 | 11560.17 | 61168.8305 | 11560.17 | 0 | 0 | 0 | 0
2022113018 | 4 | 0.57221 | 57221 | 0.2337 | 12152.4 | 0.02486 | 2212.54 | 1 | 5000 | 12152.4 | 2212.54 | 0 | 0 | 0 | 0 | 37856.06 | 23312.7705 | 37856.06 | 0 | 0 | 0 | 0
2022113019 | 4 | 0.59569 | 59569 | 0.26356 | 13705.12 | 0 | 0 | 1 | 5000 | 13705.12 | 0 | 0 | 0 | 0 | 0 | 40863.88 | 0 | 23312.7705 | 0 | 0 | 0 | 17551.1095
2022113020 | 4 | 0.60143 | 60143 | 0.29792 | 15491.84 | 0 | 0 | 1 | 5000 | 15491.84 | 0 | 0 | 0 | 0 | 0 | 39651.16 | 0 | 0 | 0 | 0 | 0 | 39651.16
2022113021 | 4 | 0.60363 | 60363 | 0.33926 | 17641.52 | 0 | 0 | 1 | 5000 | 17641.52 | 0 | 0 | 0 | 0 | 0 | 37721.48 | 0 | 0 | 0 | 0 | 0 | 37721.48
2022113022 | 4 | 0.59369 | 59369 | 0.35665 | 18545.8 | 0 | 0 | 1 | 5000 | 18545.8 | 0 | 0 | 0 | 0 | 0 | 35823.2 | 0 | 0 | 0 | 0 | 0 | 35823.2
2022113023 | 4 | 0.57146 | 57146 | 0.36125 | 18785 | 0 | 0 | 1 | 5000 | 18785 | 0 | 0 | 0 | 0 | 0 | 33361 | 0 | 0 | 0 | 0 | 0 | 33361
2022113024 | 4 | 0.54661 | 54661 | 0.35661 | 18543.72 | 0 | 0 | 1 | 5000 | 18543.72 | 0 | 0 | 0 | 0 | 0 | 31117.28 | 0 | 0 | 0 | 0 | 0 | 31117.28
2022120101 | 5 | 0.53326 | 53326 | 0.33469 | 17403.88 | 0 | 0 | 1 | 5000 | 17403.88 | 0 | 0 | 0 | 0 | 0 | 30922.12 | 0 | 0 | 0 | 0 | 0 | 30922.12
2022120102 | 5 | 0.52668 | 52668 | 0.32473 | 16885.96 | 0 | 0 | 1 | 5000 | 16885.96 | 0 | 0 | 0 | 0 | 0 | 30782.04 | 0 | 0 | 0 | 0 | 0 | 30782.04
2022120103 | 5 | 0.52668 | 52668 | 0.33328 | 17330.56 | 0 | 0 | 1 | 5000 | 17330.56 | 0 | 0 | 0 | 0 | 0 | 30337.44 | 0 | 0 | 0 | 0 | 0 | 30337.44
2022120104 | 5 | 0.53095 | 53095 | 0.33243 | 17286.36 | 0 | 0 | 1 | 5000 | 17286.36 | 0 | 0 | 0 | 0 | 0 | 30808.64 | 0 | 0 | 0 | 0 | 0 | 30808.64
2022120105 | 5 | 0.54796 | 54796 | 0.32687 | 16997.24 | 0 | 0 | 1 | 5000 | 16997.24 | 0 | 0 | 0 | 0 | 0 | 32798.76 | 0 | 0 | 0 | 0 | 0 | 32798.76
2022120106 | 5 | 0.57862 | 57862 | 0.31592 | 16427.84 | 0 | 0 | 1 | 5000 | 16427.84 | 0 | 0 | 0 | 0 | 0 | 36434.16 | 0 | 0 | 0 | 0 | 0 | 36434.16
2022120107 | 5 | 0.62259 | 62259 | 0.31998 | 16638.96 | 0 | 0 | 1 | 5000 | 16638.96 | 0 | 0 | 0 | 0 | 0 | 40620.04 | 0 | 0 | 0 | 0 | 0 | 40620.04
2022120108 | 5 | 0.63969 | 63969 | 0.34839 | 18116.28 | 0.02477 | 2204.53 | 1 | 5000 | 18116.28 | 2204.53 | 0 | 0 | 0 | 0 | 38648.19 | 0 | 0 | 0 | 0 | 0 | 38648.19
2022120109 | 5 | 0.63155 | 63155 | 0.33853 | 17603.56 | 0.20838 | 18545.82 | 1 | 5000 | 17603.56 | 18545.82 | 0 | 0 | 0 | 0 | 22005.62 | 0 | 0 | 0 | 0 | 0 | 22005.62
2022120110 | 5 | 0.61765 | 61765 | 0.3559 | 18506.8 | 0.36308 | 32314.12 | 1 | 5000 | 18506.8 | 32314.12 | 0 | 0 | 0 | 0 | 5944.08 | 0 | 0 | 0 | 0 | 0 | 5944.08
2022120111 | 5 | 0.60089 | 60089 | 0.35236 | 18322.72 | 0.36828 | 32776.92 | 1 | 5000 | 18322.72 | 32776.92 | 0 | 0 | 0 | 0 | 3989.36 | 0 | 0 | 0 | 0 | 0 | 3989.36
2022120112 | 5 | 0.5879 | 58790 | 0.34138 | 17751.76 | 0.40024 | 35621.36 | 1 | 5000 | 17751.76 | 35621.36 | 0 | 0 | 0 | 0 | 416.88 | 0 | 0 | 0 | 0 | 0 | 416.88
2022120113 | 5 | 0.57828 | 57828 | 0.30652 | 15939.04 | 0.39872 | 35486.08 | 1 | 5000 | 15939.04 | 35486.08 | 0 | 0 | 0 | 0 | 1402.88 | 0 | 0 | 0 | 0 | 0 | 1402.88
2022120114 | 5 | 0.57297 | 57297 | 0.29617 | 15400.84 | 0.38009 | 33828.01 | 1 | 5000 | 15400.84 | 33828.01 | 0 | 0 | 0 | 0 | 3068.15 | 0 | 0 | 0 | 0 | 0 | 3068.15
2022120115 | 5 | 0.5712 | 57120 | 0.32769 | 17039.88 | 0.39606 | 35249.34 | 1 | 5000 | 17039.88 | 35080.12 | 0 | 0 | 169.22 | 169.22 | 0 | 143.837 | 0 | 0 | 0 | 143.837 | 0
2022120116 | 5 | 0.57081 | 57081 | 0.35579 | 18501.08 | 0.35534 | 31625.26 | 1 | 5000 | 18501.08 | 31625.26 | 0 | 0 | 0 | 0 | 1954.66 | 0 | 143.837 | 0 | 0 | 0 | 1810.823
2022120117 | 5 | 0.57566 | 57566 | 0.36043 | 18742.36 | 0.22036 | 19612.04 | 1 | 5000 | 18742.36 | 19612.04 | 0 | 0 | 0 | 0 | 14211.6 | 0 | 0 | 0 | 0 | 0 | 14211.6
2022120118 | 5 | 0.58944 | 58944 | 0.36234 | 18841.68 | 0.02594 | 2308.66 | 1 | 5000 | 18841.68 | 2308.66 | 0 | 0 | 0 | 0 | 32793.66 | 0 | 0 | 0 | 0 | 0 | 32793.66
2022120119 | 5 | 0.6048 | 60480 | 0.44135 | 22950.2 | 0.00137 | 121.93 | 1 | 5000 | 22950.2 | 121.93 | 0 | 0 | 0 | 0 | 32407.87 | 0 | 0 | 0 | 0 | 0 | 32407.87
2022120120 | 5 | 0.60503 | 60503 | 0.50405 | 26210.6 | 0.00046 | 40.94 | 1 | 5000 | 26210.6 | 40.94 | 0 | 0 | 0 | 0 | 29251.46 | 0 | 0 | 0 | 0 | 0 | 29251.46
2022120121 | 5 | 0.59805 | 59805 | 0.51372 | 26713.44 | 0 | 0 | 1 | 5000 | 26713.44 | 0 | 0 | 0 | 0 | 0 | 28091.56 | 0 | 0 | 0 | 0 | 0 | 28091.56
2022120122 | 5 | 0.57979 | 57979 | 0.51083 | 26563.16 | 0 | 0 | 1 | 5000 | 26563.16 | 0 | 0 | 0 | 0 | 0 | 26415.84 | 0 | 0 | 0 | 0 | 0 | 26415.84
2022120123 | 5 | 0.55143 | 55143 | 0.52338 | 27215.76 | 0 | 0 | 1 | 5000 | 27215.76 | 0 | 0 | 0 | 0 | 0 | 22927.24 | 0 | 0 | 0 | 0 | 0 | 22927.24
2022120124 | 5 | 0.52269 | 52269 | 0.52688 | 27397.76 | 4e-05 | 3.56 | 1 | 5000 | 27397.76 | 3.56 | 0 | 0 | 0 | 0 | 19867.68 | 0 | 0 | 0 | 0 | 0 | 19867.68
2022120201 | 6 | 0.50061 | 50061 | 0.51522 | 26791.44 | 4e-05 | 3.56 | 1 | 5000 | 26791.44 | 3.56 | 0 | 0 | 0 | 0 | 18266 | 0 | 0 | 0 | 0 | 0 | 18266
2022120202 | 6 | 0.48919 | 48919 | 0.51849 | 26961.48 | 0 | 0 | 1 | 5000 | 26961.48 | 0 | 0 | 0 | 0 | 0 | 16957.52 | 0 | 0 | 0 | 0 | 0 | 16957.52
2022120203 | 6 | 0.48209 | 48209 | 0.51337 | 26695.24 | 0 | 0 | 1 | 5000 | 26695.24 | 0 | 0 | 0 | 0 | 0 | 16513.76 | 0 | 0 | 0 | 0 | 0 | 16513.76
2022120204 | 6 | 0.48225 | 48225 | 0.51265 | 26657.8 | 4e-05 | 3.56 | 1 | 5000 | 26657.8 | 3.56 | 0 | 0 | 0 | 0 | 16563.64 | 0 | 0 | 0 | 0 | 0 | 16563.64
2022120205 | 6 | 0.49013 | 49013 | 0.51485 | 26772.2 | 4e-05 | 3.56 | 1 | 5000 | 26772.2 | 3.56 | 0 | 0 | 0 | 0 | 17237.24 | 0 | 0 | 0 | 0 | 0 | 17237.24
2022120206 | 6 | 0.5139 | 51390 | 0.52094 | 27088.88 | 4e-05 | 3.56 | 1 | 5000 | 27088.88 | 3.56 | 0 | 0 | 0 | 0 | 19297.56 | 0 | 0 | 0 | 0 | 0 | 19297.56
2022120207 | 6 | 0.54955 | 54955 | 0.51208 | 26628.16 | 4e-05 | 3.56 | 1 | 5000 | 26628.16 | 3.56 | 0 | 0 | 0 | 0 | 23323.28 | 0 | 0 | 0 | 0 | 0 | 23323.28
2022120208 | 6 | 0.56619 | 56619 | 0.50436 | 26226.72 | 0.00665 | 591.85 | 1 | 5000 | 26226.72 | 591.85 | 0 | 0 | 0 | 0 | 24800.43 | 0 | 0 | 0 | 0 | 0 | 24800.43
2022120209 | 6 | 0.5669 | 56690 | 0.48477 | 25208.04 | 0.08577 | 7633.53 | 1 | 5000 | 25208.04 | 7633.53 | 0 | 0 | 0 | 0 | 18848.43 | 0 | 0 | 0 | 0 | 0 | 18848.43
2022120210 | 6 | 0.56916 | 56916 | 0.45326 | 23569.52 | 0.18046 | 16060.94 | 1 | 5000 | 23569.52 | 16060.94 | 0 | 0 | 0 | 0 | 12285.54 | 0 | 0 | 0 | 0 | 0 | 12285.54
2022120211 | 6 | 0.56599 | 56599 | 0.41821 | 21746.92 | 0.28852 | 25678.28 | 1 | 5000 | 21746.92 | 25678.28 | 0 | 0 | 0 | 0 | 4173.8 | 0 | 0 | 0 | 0 | 0 | 4173.8
2022120212 | 6 | 0.56266 | 56266 | 0.40037 | 20819.24 | 0.35716 | 31787.24 | 1 | 5000 | 20819.24 | 30446.76 | 0 | 0 | 1340.48 | 1340.48 | 0 | 1139.408 | 0 | 0 | 0 | 1139.408 | 0
2022120213 | 6 | 0.55834 | 55834 | 0.40711 | 21169.72 | 0.34151 | 30394.39 | 1 | 5000 | 21169.72 | 29664.28 | 0 | 0 | 730.11 | 730.11 | 0 | 1760.0015 | 0 | 0 | 0 | 620.5935 | 0
2022120214 | 6 | 0.55363 | 55363 | 0.43581 | 22662.12 | 0.29104 | 25902.56 | 1 | 5000 | 22662.12 | 25902.56 | 0 | 0 | 0 | 0 | 1798.32 | 0 | 1760.0015 | 0 | 0 | 0 | 38.3185
2022120215 | 6 | 0.54906 | 54906 | 0.45096 | 23449.92 | 0.23618 | 21020.02 | 1 | 5000 | 23449.92 | 21020.02 | 0 | 0 | 0 | 0 | 5436.06 | 0 | 0 | 0 | 0 | 0 | 5436.06
2022120216 | 6 | 0.54597 | 54597 | 0.44692 | 23239.84 | 0.22191 | 19749.99 | 1 | 5000 | 23239.84 | 19749.99 | 0 | 0 | 0 | 0 | 6607.17 | 0 | 0 | 0 | 0 | 0 | 6607.17
2022120217 | 6 | 0.54272 | 54272 | 0.40756 | 21193.12 | 0.16986 | 15117.54 | 1 | 5000 | 21193.12 | 15117.54 | 0 | 0 | 0 | 0 | 12961.34 | 0 | 0 | 0 | 0 | 0 | 12961.34
2022120218 | 6 | 0.54645 | 54645 | 0.36127 | 18786.04 | 0.02116 | 1883.24 | 1 | 5000 | 18786.04 | 1883.24 | 0 | 0 | 0 | 0 | 28975.72 | 0 | 0 | 0 | 0 | 0 | 28975.72
2022120219 | 6 | 0.55345 | 55345 | 0.36078 | 18760.56 | 0 | 0 | 1 | 5000 | 18760.56 | 0 | 0 | 0 | 0 | 0 | 31584.44 | 0 | 0 | 0 | 0 | 0 | 31584.44
2022120220 | 6 | 0.54746 | 54746 | 0.36891 | 19183.32 | 0 | 0 | 1 | 5000 | 19183.32 | 0 | 0 | 0 | 0 | 0 | 30562.68 | 0 | 0 | 0 | 0 | 0 | 30562.68
2022120221 | 6 | 0.53764 | 53764 | 0.34299 | 17835.48 | 0 | 0 | 1 | 5000 | 17835.48 | 0 | 0 | 0 | 0 | 0 | 30928.52 | 0 | 0 | 0 | 0 | 0 | 30928.52
2022120222 | 6 | 0.52293 | 52293 | 0.31351 | 16302.52 | 0 | 0 | 1 | 5000 | 16302.52 | 0 | 0 | 0 | 0 | 0 | 30990.48 | 0 | 0 | 0 | 0 | 0 | 30990.48
2022120223 | 6 | 0.50503 | 50503 | 0.29007 | 15083.64 | 0 | 0 | 1 | 5000 | 15083.64 | 0 | 0 | 0 | 0 | 0 | 30419.36 | 0 | 0 | 0 | 0 | 0 | 30419.36
2022120224 | 6 | 0.48306 | 48306 | 0.26758 | 13914.16 | 0 | 0 | 1 | 5000 | 13914.16 | 0 | 0 | 0 | 0 | 0 | 29391.84 | 0 | 0 | 0 | 0 | 0 | 29391.84
2022120301 | 7 | 0.46411 | 46411 | 0.26788 | 13929.76 | 0 | 0 | 1 | 5000 | 13929.76 | 0 | 0 | 0 | 0 | 0 | 27481.24 | 0 | 0 | 0 | 0 | 0 | 27481.24
2022120302 | 7 | 0.44995 | 44995 | 0.32078 | 16680.56 | 0 | 0 | 1 | 5000 | 16680.56 | 0 | 0 | 0 | 0 | 0 | 23314.44 | 0 | 0 | 0 | 0 | 0 | 23314.44
2022120303 | 7 | 0.44205 | 44205 | 0.38114 | 19819.28 | 0 | 0 | 1 | 5000 | 19819.28 | 0 | 0 | 0 | 0 | 0 | 19385.72 | 0 | 0 | 0 | 0 | 0 | 19385.72
2022120304 | 7 | 0.44234 | 44234 | 0.43974 | 22866.48 | 0 | 0 | 1 | 5000 | 22866.48 | 0 | 0 | 0 | 0 | 0 | 16367.52 | 0 | 0 | 0 | 0 | 0 | 16367.52
2022120305 | 7 | 0.44947 | 44947 | 0.46267 | 24058.84 | 0 | 0 | 1 | 5000 | 24058.84 | 0 | 0 | 0 | 0 | 0 | 15888.16 | 0 | 0 | 0 | 0 | 0 | 15888.16
2022120306 | 7 | 0.46115 | 46115 | 0.47034 | 24457.68 | 0 | 0 | 1 | 5000 | 24457.68 | 0 | 0 | 0 | 0 | 0 | 16657.32 | 0 | 0 | 0 | 0 | 0 | 16657.32
2022120307 | 7 | 0.47939 | 47939 | 0.46027 | 23934.04 | 0 | 0 | 1 | 5000 | 23934.04 | 0 | 0 | 0 | 0 | 0 | 19004.96 | 0 | 0 | 0 | 0 | 0 | 19004.96
2022120308 | 7 | 0.4992 | 49920 | 0.45176 | 23491.52 | 0.01096 | 975.44 | 1 | 5000 | 23491.52 | 975.44 | 0 | 0 | 0 | 0 | 20453.04 | 0 | 0 | 0 | 0 | 0 | 20453.04
2022120309 | 7 | 0.52354 | 52354 | 0.41392 | 21523.84 | 0.17046 | 15170.94 | 1 | 5000 | 21523.84 | 15170.94 | 0 | 0 | 0 | 0 | 10659.22 | 0 | 0 | 0 | 0 | 0 | 10659.22
2022120310 | 7 | 0.53784 | 53784 | 0.3881 | 20181.2 | 0.28296 | 25183.44 | 1 | 5000 | 20181.2 | 25183.44 | 0 | 0 | 0 | 0 | 3419.36 | 0 | 0 | 0 | 0 | 0 | 3419.36
2022120311 | 7 | 0.54446 | 54446 | 0.3272 | 17014.4 | 0.39448 | 35108.72 | 1 | 5000 | 17014.4 | 32431.6 | 0 | 0 | 2677.12 | 2677.12 | 0 | 2275.552 | 0 | 0 | 0 | 2275.552 | 0
2022120312 | 7 | 0.54255 | 54255 | 0.23571 | 12256.92 | 0.46426 | 41319.14 | 1 | 5000 | 12256.92 | 36998.08 | 0 | 0 | 4321.06 | 4321.06 | 0 | 5948.453 | 0 | 0 | 0 | 3672.901 | 0
2022120313 | 7 | 0.53868 | 53868 | 0.17205 | 8946.6 | 0.48287 | 42975.43 | 1 | 5000 | 8946.6 | 39921.4 | 0 | 0 | 3054.03 | 3054.03 | 0 | 8544.3785 | 0 | 0 | 0 | 2595.9255 | 0
2022120314 | 7 | 0.53399 | 53399 | 0.14665 | 7625.8 | 0.47379 | 42167.31 | 1 | 5000 | 7625.8 | 40773.2 | 0 | 0 | 1394.11 | 1394.11 | 0 | 9729.372 | 0 | 0 | 0 | 1184.9935 | 0
2022120315 | 7 | 0.53181 | 53181 | 0.1441 | 7493.2 | 0.46546 | 41425.94 | 1 | 5000 | 7493.2 | 40687.8 | 0 | 0 | 738.14 | 738.14 | 0 | 10356.791 | 0 | 0 | 0 | 627.419 | 0
2022120316 | 7 | 0.5318 | 53180 | 0.13773 | 7161.96 | 0.43895 | 39066.55 | 1 | 5000 | 7161.96 | 39066.55 | 0 | 0 | 0 | 0 | 1951.49 | 8405.301 | 1951.49 | 0 | 0 | 0 | 0
2022120317 | 7 | 0.53397 | 53397 | 0.12923 | 6719.96 | 0.24833 | 22101.37 | 1 | 5000 | 6719.96 | 22101.37 | 0 | 0 | 0 | 0 | 19575.67 | 0 | 8405.301 | 0 | 0 | 0 | 11170.369
2022120318 | 7 | 0.54921 | 54921 | 0.11677 | 6072.04 | 0.01965 | 1748.85 | 1 | 5000 | 6072.04 | 1748.85 | 0 | 0 | 0 | 0 | 42100.11 | 0 | 0 | 0 | 0 | 0 | 42100.11
2022120319 | 7 | 0.55614 | 55614 | 0.12542 | 6521.84 | 0 | 0 | 1 | 5000 | 6521.84 | 0 | 0 | 0 | 0 | 0 | 44092.16 | 0 | 0 | 0 | 0 | 0 | 44092.16
2022120320 | 7 | 0.55339 | 55339 | 0.11567 | 6014.84 | 0 | 0 | 1 | 5000 | 6014.84 | 0 | 0 | 0 | 0 | 0 | 44324.16 | 0 | 0 | 0 | 0 | 0 | 44324.16
2022120321 | 7 | 0.54755 | 54755 | 0.11419 | 5937.88 | 0 | 0 | 1 | 5000 | 5937.88 | 0 | 0 | 0 | 0 | 0 | 43817.12 | 0 | 0 | 0 | 0 | 0 | 43817.12
2022120322 | 7 | 0.53744 | 53744 | 0.10685 | 5556.2 | 0 | 0 | 1 | 5000 | 5556.2 | 0 | 0 | 0 | 0 | 0 | 43187.8 | 0 | 0 | 0 | 0 | 0 | 43187.8
2022120323 | 7 | 0.51843 | 51843 | 0.09102 | 4733.04 | 0 | 0 | 1 | 5000 | 4733.04 | 0 | 0 | 0 | 0 | 0 | 42109.96 | 0 | 0 | 0 | 0 | 0 | 42109.96
2022120324 | 7 | 0.49839 | 49839 | 0.09373 | 4873.96 | 0 | 0 | 1 | 5000 | 4873.96 | 0 | 0 | 0 | 0 | 0 | 39965.04 | 0 | 0 | 0 | 0 | 0 | 39965.04
2022120401 | 1 | 0.47892 | 47892 | 0.08901 | 4628.52 | 0 | 0 | 1 | 5000 | 4628.52 | 0 | 0 | 0 | 0 | 0 | 38263.48 | 0 | 0 | 0 | 0 | 0 | 38263.48
2022120402 | 1 | 0.4639 | 46390 | 0.0947 | 4924.4 | 0 | 0 | 1 | 5000 | 4924.4 | 0 | 0 | 0 | 0 | 0 | 36465.6 | 0 | 0 | 0 | 0 | 0 | 36465.6
2022120403 | 1 | 0.45427 | 45427 | 0.10484 | 5451.68 | 0 | 0 | 1 | 5000 | 5451.68 | 0 | 0 | 0 | 0 | 0 | 34975.32 | 0 | 0 | 0 | 0 | 0 | 34975.32
2022120404 | 1 | 0.45146 | 45146 | 0.11393 | 5924.36 | 0 | 0 | 1 | 5000 | 5924.36 | 0 | 0 | 0 | 0 | 0 | 34221.64 | 0 | 0 | 0 | 0 | 0 | 34221.64
2022120405 | 1 | 0.45328 | 45328 | 0.11316 | 5884.32 | 0 | 0 | 1 | 5000 | 5884.32 | 0 | 0 | 0 | 0 | 0 | 34443.68 | 0 | 0 | 0 | 0 | 0 | 34443.68
2022120406 | 1 | 0.45835 | 45835 | 0.13394 | 6964.88 | 0 | 0 | 1 | 5000 | 6964.88 | 0 | 0 | 0 | 0 | 0 | 33870.12 | 0 | 0 | 0 | 0 | 0 | 33870.12
2022120407 | 1 | 0.47089 | 47089 | 0.15204 | 7906.08 | 0 | 0 | 1 | 5000 | 7906.08 | 0 | 0 | 0 | 0 | 0 | 34182.92 | 0 | 0 | 0 | 0 | 0 | 34182.92
2022120408 | 1 | 0.48433 | 48433 | 0.17801 | 9256.52 | 0.00695 | 618.55 | 1 | 5000 | 9256.52 | 618.55 | 0 | 0 | 0 | 0 | 33557.93 | 0 | 0 | 0 | 0 | 0 | 33557.93
2022120409 | 1 | 0.50201 | 50201 | 0.1576 | 8195.2 | 0.10545 | 9385.05 | 1 | 5000 | 8195.2 | 9385.05 | 0 | 0 | 0 | 0 | 27620.75 | 0 | 0 | 0 | 0 | 0 | 27620.75
2022120410 | 1 | 0.51557 | 51557 | 0.13217 | 6872.84 | 0.29096 | 25895.44 | 1 | 5000 | 6872.84 | 25895.44 | 0 | 0 | 0 | 0 | 13788.72 | 0 | 0 | 0 | 0 | 0 | 13788.72
2022120411 | 1 | 0.5218 | 52180 | 0.13151 | 6838.52 | 0.37285 | 33183.65 | 1 | 5000 | 6838.52 | 33183.65 | 0 | 0 | 0 | 0 | 7157.83 | 0 | 0 | 0 | 0 | 0 | 7157.83
2022120412 | 1 | 0.52152 | 52152 | 0.13464 | 7001.28 | 0.4223 | 37584.7 | 1 | 5000 | 7001.28 | 37584.7 | 0 | 0 | 0 | 0 | 2566.02 | 0 | 0 | 0 | 0 | 0 | 2566.02
2022120413 | 1 | 0.51896 | 51896 | 0.16309 | 8480.68 | 0.43395 | 38621.55 | 1 | 5000 | 8480.68 | 38415.32 | 0 | 0 | 206.23 | 206.23 | 0 | 175.2955 | 0 | 0 | 0 | 175.2955 | 0
2022120414 | 1 | 0.51609 | 51609 | 0.17294 | 8992.88 | 0.41111 | 36588.79 | 1 | 5000 | 8992.88 | 36588.79 | 0 | 0 | 0 | 0 | 1027.33 | 0 | 175.2955 | 0 | 0 | 0 | 852.0345
2022120415 | 1 | 0.51741 | 51741 | 0.14345 | 7459.4 | 0.3727 | 33170.3 | 1 | 5000 | 7459.4 | 33170.3 | 0 | 0 | 0 | 0 | 6111.3 | 0 | 0 | 0 | 0 | 0 | 6111.3
2022120416 | 1 | 0.52025 | 52025 | 0.13111 | 6817.72 | 0.31538 | 28068.82 | 1 | 5000 | 6817.72 | 28068.82 | 0 | 0 | 0 | 0 | 12138.46 | 0 | 0 | 0 | 0 | 0 | 12138.46
2022120417 | 1 | 0.52654 | 52654 | 0.12046 | 6263.92 | 0.15952 | 14197.28 | 1 | 5000 | 6263.92 | 14197.28 | 0 | 0 | 0 | 0 | 27192.8 | 0 | 0 | 0 | 0 | 0 | 27192.8
2022120418 | 1 | 0.5488 | 54880 | 0.14925 | 7761 | 0.01048 | 932.72 | 1 | 5000 | 7761 | 932.72 | 0 | 0 | 0 | 0 | 41186.28 | 0 | 0 | 0 | 0 | 0 | 41186.28
2022120419 | 1 | 0.56338 | 56338 | 0.21148 | 10996.96 | 0 | 0 | 1 | 5000 | 10996.96 | 0 | 0 | 0 | 0 | 0 | 40341.04 | 0 | 0 | 0 | 0 | 0 | 40341.04
2022120420 | 1 | 0.56094 | 56094 | 0.27385 | 14240.2 | 0 | 0 | 1 | 5000 | 14240.2 | 0 | 0 | 0 | 0 | 0 | 36853.8 | 0 | 0 | 0 | 0 | 0 | 36853.8
2022120421 | 1 | 0.55447 | 55447 | 0.34504 | 17942.08 | 0 | 0 | 1 | 5000 | 17942.08 | 0 | 0 | 0 | 0 | 0 | 32504.92 | 0 | 0 | 0 | 0 | 0 | 32504.92
2022120422 | 1 | 0.5431 | 54310 | 0.39919 | 20757.88 | 0 | 0 | 1 | 5000 | 20757.88 | 0 | 0 | 0 | 0 | 0 | 28552.12 | 0 | 0 | 0 | 0 | 0 | 28552.12
2022120423 | 1 | 0.52147 | 52147 | 0.44197 | 22982.44 | 0 | 0 | 1 | 5000 | 22982.44 | 0 | 0 | 0 | 0 | 0 | 24164.56 | 0 | 0 | 0 | 0 | 0 | 24164.56
2022120424 | 1 | 0.49426 | 49426 | 0.47051 | 24466.52 | 0 | 0 | 1 | 5000 | 24466.52 | 0 | 0 | 0 | 0 | 0 | 19959.48 | 0 | 0 | 0 | 0 | 0 | 19959.48
2022120501 | 2 | 0.47046 | 47046 | 0.49445 | 25711.4 | 0 | 0 | 1 | 5000 | 25711.4 | 0 | 0 | 0 | 0 | 0 | 16334.6 | 0 | 0 | 0 | 0 | 0 | 16334.6
2022120502 | 2 | 0.4542 | 45420 | 0.49887 | 25941.24 | 0 | 0 | 1 | 5000 | 25941.24 | 0 | 0 | 0 | 0 | 0 | 14478.76 | 0 | 0 | 0 | 0 | 0 | 14478.76
2022120503 | 2 | 0.44854 | 44854 | 0.49921 | 25958.92 | 0 | 0 | 1 | 5000 | 25958.92 | 0 | 0 | 0 | 0 | 0 | 13895.08 | 0 | 0 | 0 | 0 | 0 | 13895.08
2022120504 | 2 | 0.4455 | 44550 | 0.48912 | 25434.24 | 0 | 0 | 1 | 5000 | 25434.24 | 0 | 0 | 0 | 0 | 0 | 14115.76 | 0 | 0 | 0 | 0 | 0 | 14115.76
2022120505 | 2 | 0.45408 | 45408 | 0.48342 | 25137.84 | 0 | 0 | 1 | 5000 | 25137.84 | 0 | 0 | 0 | 0 | 0 | 15270.16 | 0 | 0 | 0 | 0 | 0 | 15270.16
2022120506 | 2 | 0.47636 | 47636 | 0.46702 | 24285.04 | 0 | 0 | 1 | 5000 | 24285.04 | 0 | 0 | 0 | 0 | 0 | 18350.96 | 0 | 0 | 0 | 0 | 0 | 18350.96
2022120507 | 2 | 0.51286 | 51286 | 0.46047 | 23944.44 | 0 | 0 | 1 | 5000 | 23944.44 | 0 | 0 | 0 | 0 | 0 | 22341.56 | 0 | 0 | 0 | 0 | 0 | 22341.56
2022120508 | 2 | 0.52839 | 52839 | 0.4467 | 23228.4 | 0.00498 | 443.22 | 1 | 5000 | 23228.4 | 443.22 | 0 | 0 | 0 | 0 | 24167.38 | 0 | 0 | 0 | 0 | 0 | 24167.38
2022120509 | 2 | 0.53631 | 53631 | 0.44012 | 22886.24 | 0.10257 | 9128.73 | 1 | 5000 | 22886.24 | 9128.73 | 0 | 0 | 0 | 0 | 16616.03 | 0 | 0 | 0 | 0 | 0 | 16616.03
2022120510 | 2 | 0.54536 | 54536 | 0.40928 | 21282.56 | 0.25848 | 23004.72 | 1 | 5000 | 21282.56 | 23004.72 | 0 | 0 | 0 | 0 | 5248.72 | 0 | 0 | 0 | 0 | 0 | 5248.72
2022120511 | 2 | 0.55047 | 55047 | 0.4278 | 22245.6 | 0.33503 | 29817.67 | 1 | 5000 | 22245.6 | 27801.4 | 0 | 0 | 2016.27 | 2016.27 | 0 | 1713.8295 | 0 | 0 | 0 | 1713.8295 | 0
2022120512 | 2 | 0.55474 | 55474 | 0.42342 | 22017.84 | 0.37013 | 32941.57 | 1 | 5000 | 22017.84 | 28456.16 | 0 | 0 | 4485.41 | 4485.41 | 0 | 5526.428 | 0 | 0 | 0 | 3812.5985 | 0
2022120513 | 2 | 0.55818 | 55818 | 0.42914 | 22315.28 | 0.35724 | 31794.36 | 1 | 5000 | 22315.28 | 28502.72 | 0 | 0 | 3291.64 | 3291.64 | 0 | 8324.322 | 0 | 0 | 0 | 2797.894 | 0
2022120514 | 2 | 0.56375 | 56375 | 0.42749 | 22229.48 | 0.36789 | 32742.21 | 1 | 5000 | 22229.48 | 29145.52 | 0 | 0 | 3596.69 | 3596.69 | 0 | 11381.5085 | 0 | 0 | 0 | 3057.1865 | 0
2022120515 | 2 | 0.57057 | 57057 | 0.43733 | 22741.16 | 0.33749 | 30036.61 | 1 | 5000 | 22741.16 | 29315.84 | 0 | 0 | 720.77 | 720.77 | 0 | 11994.163 | 0 | 0 | 0 | 612.6545 | 0
2022120516 | 2 | 0.57355 | 57355 | 0.44816 | 23304.32 | 0.29955 | 26659.95 | 1 | 5000 | 23304.32 | 26659.95 | 0 | 0 | 0 | 0 | 2390.73 | 9603.433 | 2390.73 | 0 | 0 | 0 | 0
2022120517 | 2 | 0.57604 | 57604 | 0.44727 | 23258.04 | 0.18239 | 16232.71 | 1 | 5000 | 23258.04 | 16232.71 | 0 | 0 | 0 | 0 | 13113.25 | 0 | 9603.433 | 0 | 0 | 0 | 3509.817
2022120518 | 2 | 0.58803 | 58803 | 0.44743 | 23266.36 | 0.01029 | 915.81 | 1 | 5000 | 23266.36 | 915.81 | 0 | 0 | 0 | 0 | 29620.83 | 0 | 0 | 0 | 0 | 0 | 29620.83
2022120519 | 2 | 0.59854 | 59854 | 0.4945 | 25714 | 0 | 0 | 1 | 5000 | 25714 | 0 | 0 | 0 | 0 | 0 | 29140 | 0 | 0 | 0 | 0 | 0 | 29140
2022120520 | 2 | 0.59248 | 59248 | 0.52106 | 27095.12 | 0 | 0 | 1 | 5000 | 27095.12 | 0 | 0 | 0 | 0 | 0 | 27152.88 | 0 | 0 | 0 | 0 | 0 | 27152.88
2022120521 | 2 | 0.57974 | 57974 | 0.54015 | 28087.8 | 0 | 0 | 1 | 5000 | 28087.8 | 0 | 0 | 0 | 0 | 0 | 24886.2 | 0 | 0 | 0 | 0 | 0 | 24886.2
2022120522 | 2 | 0.56106 | 56106 | 0.53758 | 27954.16 | 0 | 0 | 1 | 5000 | 27954.16 | 0 | 0 | 0 | 0 | 0 | 23151.84 | 0 | 0 | 0 | 0 | 0 | 23151.84
2022120523 | 2 | 0.52879 | 52879 | 0.51114 | 26579.28 | 0 | 0 | 1 | 5000 | 26579.28 | 0 | 0 | 0 | 0 | 0 | 21299.72 | 0 | 0 | 0 | 0 | 0 | 21299.72
2022120524 | 2 | 0.49229 | 49229 | 0.48645 | 25295.4 | 0 | 0 | 1 | 5000 | 25295.4 | 0 | 0 | 0 | 0 | 0 | 18933.6 | 0 | 0 | 0 | 0 | 0 | 18933.6
2022120601 | 3 | 0.46883 | 46883 | 0.45626 | 23725.52 | 0 | 0 | 1 | 5000 | 23725.52 | 0 | 0 | 0 | 0 | 0 | 18157.48 | 0 | 0 | 0 | 0 | 0 | 18157.48
2022120602 | 3 | 0.45027 | 45027 | 0.4334 | 22536.8 | 0 | 0 | 1 | 5000 | 22536.8 | 0 | 0 | 0 | 0 | 0 | 17490.2 | 0 | 0 | 0 | 0 | 0 | 17490.2
2022120603 | 3 | 0.44041 | 44041 | 0.41313 | 21482.76 | 0 | 0 | 1 | 5000 | 21482.76 | 0 | 0 | 0 | 0 | 0 | 17558.24 | 0 | 0 | 0 | 0 | 0 | 17558.24
2022120604 | 3 | 0.43789 | 43789 | 0.38781 | 20166.12 | 0 | 0 | 1 | 5000 | 20166.12 | 0 | 0 | 0 | 0 | 0 | 18622.88 | 0 | 0 | 0 | 0 | 0 | 18622.88
2022120605 | 3 | 0.44272 | 44272 | 0.37316 | 19404.32 | 0 | 0 | 1 | 5000 | 19404.32 | 0 | 0 | 0 | 0 | 0 | 19867.68 | 0 | 0 | 0 | 0 | 0 | 19867.68
2022120606 | 3 | 0.46349 | 46349 | 0.34378 | 17876.56 | 0 | 0 | 1 | 5000 | 17876.56 | 0 | 0 | 0 | 0 | 0 | 23472.44 | 0 | 0 | 0 | 0 | 0 | 23472.44
2022120607 | 3 | 0.50238 | 50238 | 0.31351 | 16302.52 | 0 | 0 | 1 | 5000 | 16302.52 | 0 | 0 | 0 | 0 | 0 | 28935.48 | 0 | 0 | 0 | 0 | 0 | 28935.48
2022120608 | 3 | 0.51861 | 51861 | 0.28111 | 14617.72 | 0.00924 | 822.36 | 1 | 5000 | 14617.72 | 822.36 | 0 | 0 | 0 | 0 | 31420.92 | 0 | 0 | 0 | 0 | 0 | 31420.92
2022120609 | 3 | 0.52292 | 52292 | 0.23411 | 12173.72 | 0.0737 | 6559.3 | 1 | 5000 | 12173.72 | 6559.3 | 0 | 0 | 0 | 0 | 28558.98 | 0 | 0 | 0 | 0 | 0 | 28558.98
2022120610 | 3 | 0.53235 | 53235 | 0.20853 | 10843.56 | 0.13763 | 12249.07 | 1 | 5000 | 10843.56 | 12249.07 | 0 | 0 | 0 | 0 | 25142.37 | 0 | 0 | 0 | 0 | 0 | 25142.37
2022120611 | 3 | 0.54627 | 54627 | 0.20327 | 10570.04 | 0.20728 | 18447.92 | 1 | 5000 | 10570.04 | 18447.92 | 0 | 0 | 0 | 0 | 20609.04 | 0 | 0 | 0 | 0 | 0 | 20609.04
2022120612 | 3 | 0.55509 | 55509 | 0.18986 | 9872.72 | 0.26162 | 23284.18 | 1 | 5000 | 9872.72 | 23284.18 | 0 | 0 | 0 | 0 | 17352.1 | 0 | 0 | 0 | 0 | 0 | 17352.1
2022120613 | 3 | 0.56485 | 56485 | 0.19189 | 9978.28 | 0.30453 | 27103.17 | 1 | 5000 | 9978.28 | 27103.17 | 0 | 0 | 0 | 0 | 14403.55 | 0 | 0 | 0 | 0 | 0 | 14403.55
2022120614 | 3 | 0.57761 | 57761 | 0.20447 | 10632.44 | 0.30712 | 27333.68 | 1 | 5000 | 10632.44 | 27333.68 | 0 | 0 | 0 | 0 | 14794.88 | 0 | 0 | 0 | 0 | 0 | 14794.88
2022120615 | 3 | 0.58391 | 58391 | 0.2149 | 11174.8 | 0.26014 | 23152.46 | 1 | 5000 | 11174.8 | 23152.46 | 0 | 0 | 0 | 0 | 19063.74 | 0 | 0 | 0 | 0 | 0 | 19063.74
2022120616 | 3 | 0.586 | 58600 | 0.21392 | 11123.84 | 0.16163 | 14385.07 | 1 | 5000 | 11123.84 | 14385.07 | 0 | 0 | 0 | 0 | 28091.09 | 0 | 0 | 0 | 0 | 0 | 28091.09
2022120617 | 3 | 0.58227 | 58227 | 0.21303 | 11077.56 | 0.0611 | 5437.9 | 1 | 5000 | 11077.56 | 5437.9 | 0 | 0 | 0 | 0 | 36711.54 | 0 | 0 | 0 | 0 | 0 | 36711.54
2022120618 | 3 | 0.59063 | 59063 | 0.2218 | 11533.6 | 0.00518 | 461.02 | 1 | 5000 | 11533.6 | 461.02 | 0 | 0 | 0 | 0 | 42068.38 | 0 | 0 | 0 | 0 | 0 | 42068.38
2022120619 | 3 | 0.59964 | 59964 | 0.25648 | 13336.96 | 0 | 0 | 1 | 5000 | 13336.96 | 0 | 0 | 0 | 0 | 0 | 41627.04 | 0 | 0 | 0 | 0 | 0 | 41627.04
2022120620 | 3 | 0.59495 | 59495 | 0.29754 | 15472.08 | 0 | 0 | 1 | 5000 | 15472.08 | 0 | 0 | 0 | 0 | 0 | 39022.92 | 0 | 0 | 0 | 0 | 0 | 39022.92
2022120621 | 3 | 0.58318 | 58318 | 0.32546 | 16923.92 | 0 | 0 | 1 | 5000 | 16923.92 | 0 | 0 | 0 | 0 | 0 | 36394.08 | 0 | 0 | 0 | 0 | 0 | 36394.08
2022120622 | 3 | 0.56921 | 56921 | 0.36937 | 19207.24 | 0 | 0 | 1 | 5000 | 19207.24 | 0 | 0 | 0 | 0 | 0 | 32713.76 | 0 | 0 | 0 | 0 | 0 | 32713.76
2022120623 | 3 | 0.53801 | 53801 | 0.39714 | 20651.28 | 0 | 0 | 1 | 5000 | 20651.28 | 0 | 0 | 0 | 0 | 0 | 28149.72 | 0 | 0 | 0 | 0 | 0 | 28149.72
2022120624 | 3 | 0.50091 | 50091 | 0.3834 | 19936.8 | 0 | 0 | 1 | 5000 | 19936.8 | 0 | 0 | 0 | 0 | 0 | 25154.2 | 0 | 0 | 0 | 0 | 0 | 25154.2
2022120701 | 4 | 0.47309 | 47309 | 0.35518 | 18469.36 | 0 | 0 | 1 | 5000 | 18469.36 | 0 | 0 | 0 | 0 | 0 | 23839.64 | 0 | 0 | 0 | 0 | 0 | 23839.64
2022120702 | 4 | 0.45691 | 45691 | 0.32525 | 16913 | 0 | 0 | 1 | 5000 | 16913 | 0 | 0 | 0 | 0 | 0 | 23778 | 0 | 0 | 0 | 0 | 0 | 23778
2022120703 | 4 | 0.44787 | 44787 | 0.28773 | 14961.96 | 0 | 0 | 1 | 5000 | 14961.96 | 0 | 0 | 0 | 0 | 0 | 24825.04 | 0 | 0 | 0 | 0 | 0 | 24825.04
2022120704 | 4 | 0.44124 | 44124 | 0.24198 | 12582.96 | 0 | 0 | 1 | 5000 | 12582.96 | 0 | 0 | 0 | 0 | 0 | 26541.04 | 0 | 0 | 0 | 0 | 0 | 26541.04
2022120705 | 4 | 0.4312 | 43120 | 0.21887 | 11381.24 | 0 | 0 | 1 | 5000 | 11381.24 | 0 | 0 | 0 | 0 | 0 | 26738.76 | 0 | 0 | 0 | 0 | 0 | 26738.76
2022120706 | 4 | 0.45886 | 45886 | 0.18787 | 9769.24 | 0 | 0 | 1 | 5000 | 9769.24 | 0 | 0 | 0 | 0 | 0 | 31116.76 | 0 | 0 | 0 | 0 | 0 | 31116.76
2022120707 | 4 | 0.4997 | 49970 | 0.17028 | 8854.56 | 0 | 0 | 1 | 5000 | 8854.56 | 0 | 0 | 0 | 0 | 0 | 36115.44 | 0 | 0 | 0 | 0 | 0 | 36115.44
2022120708 | 4 | 0.51819 | 51819 | 0.16432 | 8544.64 | 0.00468 | 416.52 | 1 | 5000 | 8544.64 | 416.52 | 0 | 0 | 0 | 0 | 37857.84 | 0 | 0 | 0 | 0 | 0 | 37857.84
2022120709 | 4 | 0.52722 | 52722 | 0.16255 | 8452.6 | 0.05369 | 4778.41 | 1 | 5000 | 8452.6 | 4778.41 | 0 | 0 | 0 | 0 | 34490.99 | 0 | 0 | 0 | 0 | 0 | 34490.99
2022120710 | 4 | 0.54189 | 54189 | 0.16654 | 8660.08 | 0.17207 | 15314.23 | 1 | 5000 | 8660.08 | 15314.23 | 0 | 0 | 0 | 0 | 25214.69 | 0 | 0 | 0 | 0 | 0 | 25214.69
2022120711 | 4 | 0.55612 | 55612 | 0.1983 | 10311.6 | 0.27205 | 24212.45 | 1 | 5000 | 10311.6 | 24212.45 | 0 | 0 | 0 | 0 | 16087.95 | 0 | 0 | 0 | 0 | 0 | 16087.95
2022120712 | 4 | 0.56987 | 56987 | 0.20805 | 10818.6 | 0.30641 | 27270.49 | 1 | 5000 | 10818.6 | 27270.49 | 0 | 0 | 0 | 0 | 13897.91 | 0 | 0 | 0 | 0 | 0 | 13897.91
2022120713 | 4 | 0.5819 | 58190 | 0.20233 | 10521.16 | 0.31844 | 28341.16 | 1 | 5000 | 10521.16 | 28341.16 | 0 | 0 | 0 | 0 | 14327.68 | 0 | 0 | 0 | 0 | 0 | 14327.68
2022120714 | 4 | 0.58813 | 58813 | 0.2024 | 10524.8 | 0.30727 | 27347.03 | 1 | 5000 | 10524.8 | 27347.03 | 0 | 0 | 0 | 0 | 15941.17 | 0 | 0 | 0 | 0 | 0 | 15941.17
2022120715 | 4 | 0.58941 | 58941 | 0.19934 | 10365.68 | 0.22103 | 19671.67 | 1 | 5000 | 10365.68 | 19671.67 | 0 | 0 | 0 | 0 | 23903.65 | 0 | 0 | 0 | 0 | 0 | 23903.65
2022120716 | 4 | 0.58934 | 58934 | 0.20115 | 10459.8 | 0.17669 | 15725.41 | 1 | 5000 | 10459.8 | 15725.41 | 0 | 0 | 0 | 0 | 27748.79 | 0 | 0 | 0 | 0 | 0 | 27748.79
2022120717 | 4 | 0.58998 | 58998 | 0.2029 | 10550.8 | 0.08321 | 7405.69 | 1 | 5000 | 10550.8 | 7405.69 | 0 | 0 | 0 | 0 | 36041.51 | 0 | 0 | 0 | 0 | 0 | 36041.51
2022120718 | 4 | 0.59641 | 59641 | 0.2042 | 10618.4 | 0.0076 | 676.4 | 1 | 5000 | 10618.4 | 676.4 | 0 | 0 | 0 | 0 | 43346.2 | 0 | 0 | 0 | 0 | 0 | 43346.2
2022120719 | 4 | 0.60099 | 60099 | 0.2201 | 11445.2 | 0 | 0 | 1 | 5000 | 11445.2 | 0 | 0 | 0 | 0 | 0 | 43653.8 | 0 | 0 | 0 | 0 | 0 | 43653.8
2022120720 | 4 | 0.59373 | 59373 | 0.23003 | 11961.56 | 0 | 0 | 1 | 5000 | 11961.56 | 0 | 0 | 0 | 0 | 0 | 42411.44 | 0 | 0 | 0 | 0 | 0 | 42411.44
2022120721 | 4 | 0.58222 | 58222 | 0.23944 | 12450.88 | 0 | 0 | 1 | 5000 | 12450.88 | 0 | 0 | 0 | 0 | 0 | 40771.12 | 0 | 0 | 0 | 0 | 0 | 40771.12
2022120722 | 4 | 0.56501 | 56501 | 0.25476 | 13247.52 | 0 | 0 | 1 | 5000 | 13247.52 | 0 | 0 | 0 | 0 | 0 | 38253.48 | 0 | 0 | 0 | 0 | 0 | 38253.48
2022120723 | 4 | 0.53792 | 53792 | 0.2567 | 13348.4 | 0 | 0 | 1 | 5000 | 13348.4 | 0 | 0 | 0 | 0 | 0 | 35443.6 | 0 | 0 | 0 | 0 | 0 | 35443.6
2022120724 | 4 | 0.50796 | 50796 | 0.25893 | 13464.36 | 0 | 0 | 1 | 5000 | 13464.36 | 0 | 0 | 0 | 0 | 0 | 32331.64 | 0 | 0 | 0 | 0 | 0 | 32331.64
2022120801 | 5 | 0.48322 | 48322 | 0.26968 | 14023.36 | 0 | 0 | 1 | 5000 | 14023.36 | 0 | 0 | 0 | 0 | 0 | 29298.64 | 0 | 0 | 0 | 0 | 0 | 29298.64
2022120802 | 5 | 0.46748 | 46748 | 0.26444 | 13750.88 | 0 | 0 | 1 | 5000 | 13750.88 | 0 | 0 | 0 | 0 | 0 | 27997.12 | 0 | 0 | 0 | 0 | 0 | 27997.12
2022120803 | 5 | 0.45855 | 45855 | 0.24289 | 12630.28 | 0 | 0 | 1 | 5000 | 12630.28 | 0 | 0 | 0 | 0 | 0 | 28224.72 | 0 | 0 | 0 | 0 | 0 | 28224.72
2022120804 | 5 | 0.45361 | 45361 | 0.23777 | 12364.04 | 0 | 0 | 1 | 5000 | 12364.04 | 0 | 0 | 0 | 0 | 0 | 27996.96 | 0 | 0 | 0 | 0 | 0 | 27996.96
2022120805 | 5 | 0.45693 | 45693 | 0.25355 | 13184.6 | 0 | 0 | 1 | 5000 | 13184.6 | 0 | 0 | 0 | 0 | 0 | 27508.4 | 0 | 0 | 0 | 0 | 0 | 27508.4
2022120806 | 5 | 0.47746 | 47746 | 0.26002 | 13521.04 | 0 | 0 | 1 | 5000 | 13521.04 | 0 | 0 | 0 | 0 | 0 | 29224.96 | 0 | 0 | 0 | 0 | 0 | 29224.96
2022120807 | 5 | 0.51562 | 51562 | 0.24862 | 12928.24 | 0 | 0 | 1 | 5000 | 12928.24 | 0 | 0 | 0 | 0 | 0 | 33633.76 | 0 | 0 | 0 | 0 | 0 | 33633.76
2022120808 | 5 | 0.53162 | 53162 | 0.24963 | 12980.76 | 0.005 | 445 | 1 | 5000 | 12980.76 | 445 | 0 | 0 | 0 | 0 | 34736.24 | 0 | 0 | 0 | 0 | 0 | 34736.24
2022120809 | 5 | 0.53608 | 53608 | 0.22586 | 11744.72 | 0.11815 | 10515.35 | 1 | 5000 | 11744.72 | 10515.35 | 0 | 0 | 0 | 0 | 26347.93 | 0 | 0 | 0 | 0 | 0 | 26347.93
2022120810 | 5 | 0.54996 | 54996 | 0.22489 | 11694.28 | 0.30103 | 26791.67 | 1 | 5000 | 11694.28 | 26791.67 | 0 | 0 | 0 | 0 | 11510.05 | 0 | 0 | 0 | 0 | 0 | 11510.05
2022120811 | 5 | 0.56365 | 56365 | 0.23939 | 12448.28 | 0.3929 | 34968.1 | 1 | 5000 | 12448.28 | 34968.1 | 0 | 0 | 0 | 0 | 3948.62 | 0 | 0 | 0 | 0 | 0 | 3948.62
2022120812 | 5 | 0.57537 | 57537 | 0.23385 | 12160.2 | 0.41569 | 36996.41 | 1 | 5000 | 12160.2 | 36996.41 | 0 | 0 | 0 | 0 | 3380.39 | 0 | 0 | 0 | 0 | 0 | 3380.39
2022120813 | 5 | 0.58595 | 58595 | 0.21269 | 11059.88 | 0.42107 | 37475.23 | 1 | 5000 | 11059.88 | 37475.23 | 0 | 0 | 0 | 0 | 5059.89 | 0 | 0 | 0 | 0 | 0 | 5059.89
2022120814 | 5 | 0.59749 | 59749 | 0.19587 | 10185.24 | 0.42357 | 37697.73 | 1 | 5000 | 10185.24 | 37697.73 | 0 | 0 | 0 | 0 | 6866.03 | 0 | 0 | 0 | 0 | 0 | 6866.03
2022120815 | 5 | 0.60164 | 60164 | 0.18478 | 9608.56 | 0.41321 | 36775.69 | 1 | 5000 | 9608.56 | 36775.69 | 0 | 0 | 0 | 0 | 8779.75 | 0 | 0 | 0 | 0 | 0 | 8779.75
2022120816 | 5 | 0.60269 | 60269 | 0.17865 | 9289.8 | 0.41483 | 36919.87 | 1 | 5000 | 9289.8 | 36919.87 | 0 | 0 | 0 | 0 | 9059.33 | 0 | 0 | 0 | 0 | 0 | 9059.33
2022120817 | 5 | 0.60199 | 60199 | 0.14891 | 7743.32 | 0.25888 | 23040.32 | 1 | 5000 | 7743.32 | 23040.32 | 0 | 0 | 0 | 0 | 24415.36 | 0 | 0 | 0 | 0 | 0 | 24415.36
2022120818 | 5 | 0.60304 | 60304 | 0.1309 | 6806.8 | 0.02601 | 2314.89 | 1 | 5000 | 6806.8 | 2314.89 | 0 | 0 | 0 | 0 | 46182.31 | 0 | 0 | 0 | 0 | 0 | 46182.31
2022120819 | 5 | 0.60646 | 60646 | 0.14055 | 7308.6 | 0.00171 | 152.19 | 1 | 5000 | 7308.6 | 152.19 | 0 | 0 | 0 | 0 | 48185.21 | 0 | 0 | 0 | 0 | 0 | 48185.21
2022120820 | 5 | 0.59479 | 59479 | 0.14189 | 7378.28 | 0.0009 | 80.1 | 1 | 5000 | 7378.28 | 80.1 | 0 | 0 | 0 | 0 | 47020.62 | 0 | 0 | 0 | 0 | 0 | 47020.62
2022120821 | 5 | 0.58648 | 58648 | 0.14773 | 7681.96 | 0 | 0 | 1 | 5000 | 7681.96 | 0 | 0 | 0 | 0 | 0 | 45966.04 | 0 | 0 | 0 | 0 | 0 | 45966.04
2022120822 | 5 | 0.56932 | 56932 | 0.1541 | 8013.2 | 0 | 0 | 1 | 5000 | 8013.2 | 0 | 0 | 0 | 0 | 0 | 43918.8 | 0 | 0 | 0 | 0 | 0 | 43918.8
2022120823 | 5 | 0.53983 | 53983 | 0.16013 | 8326.76 | 0 | 0 | 1 | 5000 | 8326.76 | 0 | 0 | 0 | 0 | 0 | 40656.24 | 0 | 0 | 0 | 0 | 0 | 40656.24
2022120824 | 5 | 0.5089 | 50890 | 0.15797 | 8214.44 | 0 | 0 | 1 | 5000 | 8214.44 | 0 | 0 | 0 | 0 | 0 | 37675.56 | 0 | 0 | 0 | 0 | 0 | 37675.56
2022120901 | 6 | 0.48223 | 48223 | 0.14422 | 7499.44 | 0 | 0 | 1 | 5000 | 7499.44 | 0 | 0 | 0 | 0 | 0 | 35723.56 | 0 | 0 | 0 | 0 | 0 | 35723.56
2022120902 | 6 | 0.46595 | 46595 | 0.13262 | 6896.24 | 0 | 0 | 1 | 5000 | 6896.24 | 0 | 0 | 0 | 0 | 0 | 34698.76 | 0 | 0 | 0 | 0 | 0 | 34698.76
2022120903 | 6 | 0.45333 | 45333 | 0.12223 | 6355.96 | 0 | 0 | 1 | 5000 | 6355.96 | 0 | 0 | 0 | 0 | 0 | 33977.04 | 0 | 0 | 0 | 0 | 0 | 33977.04
2022120904 | 6 | 0.44859 | 44859 | 0.11298 | 5874.96 | 0 | 0 | 1 | 5000 | 5874.96 | 0 | 0 | 0 | 0 | 0 | 33984.04 | 0 | 0 | 0 | 0 | 0 | 33984.04
2022120905 | 6 | 0.45497 | 45497 | 0.10475 | 5447 | 0 | 0 | 1 | 5000 | 5447 | 0 | 0 | 0 | 0 | 0 | 35050 | 0 | 0 | 0 | 0 | 0 | 35050
2022120906 | 6 | 0.47141 | 47141 | 0.11276 | 5863.52 | 0 | 0 | 1 | 5000 | 5863.52 | 0 | 0 | 0 | 0 | 0 | 36277.48 | 0 | 0 | 0 | 0 | 0 | 36277.48
2022120907 | 6 | 0.5085 | 50850 | 0.11786 | 6128.72 | 0 | 0 | 1 | 5000 | 6128.72 | 0 | 0 | 0 | 0 | 0 | 39721.28 | 0 | 0 | 0 | 0 | 0 | 39721.28
2022120908 | 6 | 0.52584 | 52584 | 0.11024 | 5732.48 | 0.00333 | 296.37 | 1 | 5000 | 5732.48 | 296.37 | 0 | 0 | 0 | 0 | 41555.15 | 0 | 0 | 0 | 0 | 0 | 41555.15
2022120909 | 6 | 0.53114 | 53114 | 0.09964 | 5181.28 | 0.04044 | 3599.16 | 1 | 5000 | 5181.28 | 3599.16 | 0 | 0 | 0 | 0 | 39333.56 | 0 | 0 | 0 | 0 | 0 | 39333.56
2022120910 | 6 | 0.54231 | 54231 | 0.09342 | 4857.84 | 0.11243 | 10006.27 | 1 | 5000 | 4857.84 | 10006.27 | 0 | 0 | 0 | 0 | 34366.89 | 0 | 0 | 0 | 0 | 0 | 34366.89
2022120911 | 6 | 0.55543 | 55543 | 0.10486 | 5452.72 | 0.17284 | 15382.76 | 1 | 5000 | 5452.72 | 15382.76 | 0 | 0 | 0 | 0 | 29707.52 | 0 | 0 | 0 | 0 | 0 | 29707.52
2022120912 | 6 | 0.56566 | 56566 | 0.12082 | 6282.64 | 0.21385 | 19032.65 | 1 | 5000 | 6282.64 | 19032.65 | 0 | 0 | 0 | 0 | 26250.71 | 0 | 0 | 0 | 0 | 0 | 26250.71
2022120913 | 6 | 0.57751 | 57751 | 0.13343 | 6938.36 | 0.24929 | 22186.81 | 1 | 5000 | 6938.36 | 22186.81 | 0 | 0 | 0 | 0 | 23625.83 | 0 | 0 | 0 | 0 | 0 | 23625.83
2022120914 | 6 | 0.58726 | 58726 | 0.14923 | 7759.96 | 0.26436 | 23528.04 | 1 | 5000 | 7759.96 | 23528.04 | 0 | 0 | 0 | 0 | 22438 | 0 | 0 | 0 | 0 | 0 | 22438
2022120915 | 6 | 0.59479 | 59479 | 0.17367 | 9030.84 | 0.24823 | 22092.47 | 1 | 5000 | 9030.84 | 22092.47 | 0 | 0 | 0 | 0 | 23355.69 | 0 | 0 | 0 | 0 | 0 | 23355.69
2022120916 | 6 | 0.59491 | 59491 | 0.19516 | 10148.32 | 0.22072 | 19644.08 | 1 | 5000 | 10148.32 | 19644.08 | 0 | 0 | 0 | 0 | 24698.6 | 0 | 0 | 0 | 0 | 0 | 24698.6
2022120917 | 6 | 0.58986 | 58986 | 0.19647 | 10216.44 | 0.09624 | 8565.36 | 1 | 5000 | 10216.44 | 8565.36 | 0 | 0 | 0 | 0 | 35204.2 | 0 | 0 | 0 | 0 | 0 | 35204.2
2022120918 | 6 | 0.59217 | 59217 | 0.19594 | 10188.88 | 0.00697 | 620.33 | 1 | 5000 | 10188.88 | 620.33 | 0 | 0 | 0 | 0 | 43407.79 | 0 | 0 | 0 | 0 | 0 | 43407.79
2022120919 | 6 | 0.59168 | 59168 | 0.2057 | 10696.4 | 0 | 0 | 1 | 5000 | 10696.4 | 0 | 0 | 0 | 0 | 0 | 43471.6 | 0 | 0 | 0 | 0 | 0 | 43471.6
2022120920 | 6 | 0.57828 | 57828 | 0.21454 | 11156.08 | 0 | 0 | 1 | 5000 | 11156.08 | 0 | 0 | 0 | 0 | 0 | 41671.92 | 0 | 0 | 0 | 0 | 0 | 41671.92
2022120921 | 6 | 0.56387 | 56387 | 0.21982 | 11430.64 | 0 | 0 | 1 | 5000 | 11430.64 | 0 | 0 | 0 | 0 | 0 | 39956.36 | 0 | 0 | 0 | 0 | 0 | 39956.36
2022120922 | 6 | 0.55033 | 55033 | 0.2433 | 12651.6 | 0 | 0 | 1 | 5000 | 12651.6 | 0 | 0 | 0 | 0 | 0 | 37381.4 | 0 | 0 | 0 | 0 | 0 | 37381.4
2022120923 | 6 | 0.52875 | 52875 | 0.2953 | 15355.6 | 0 | 0 | 1 | 5000 | 15355.6 | 0 | 0 | 0 | 0 | 0 | 32519.4 | 0 | 0 | 0 | 0 | 0 | 32519.4
2022120924 | 6 | 0.49934 | 49934 | 0.29455 | 15316.6 | 0 | 0 | 1 | 5000 | 15316.6 | 0 | 0 | 0 | 0 | 0 | 29617.4 | 0 | 0 | 0 | 0 | 0 | 29617.4
2022121001 | 7 | 0.47478 | 47478 | 0.25821 | 13426.92 | 0 | 0 | 1 | 5000 | 13426.92 | 0 | 0 | 0 | 0 | 0 | 29051.08 | 0 | 0 | 0 | 0 | 0 | 29051.08
2022121002 | 7 | 0.45999 | 45999 | 0.24431 | 12704.12 | 0 | 0 | 1 | 5000 | 12704.12 | 0 | 0 | 0 | 0 | 0 | 28294.88 | 0 | 0 | 0 | 0 | 0 | 28294.88
2022121003 | 7 | 0.4508 | 45080 | 0.22665 | 11785.8 | 0 | 0 | 1 | 5000 | 11785.8 | 0 | 0 | 0 | 0 | 0 | 28294.2 | 0 | 0 | 0 | 0 | 0 | 28294.2
2022121004 | 7 | 0.44045 | 44045 | 0.19406 | 10091.12 | 0 | 0 | 1 | 5000 | 10091.12 | 0 | 0 | 0 | 0 | 0 | 28953.88 | 0 | 0 | 0 | 0 | 0 | 28953.88
2022121005 | 7 | 0.43891 | 43891 | 0.17337 | 9015.24 | 0 | 0 | 1 | 5000 | 9015.24 | 0 | 0 | 0 | 0 | 0 | 29875.76 | 0 | 0 | 0 | 0 | 0 | 29875.76
2022121006 | 7 | 0.44328 | 44328 | 0.16477 | 8568.04 | 0 | 0 | 1 | 5000 | 8568.04 | 0 | 0 | 0 | 0 | 0 | 30759.96 | 0 | 0 | 0 | 0 | 0 | 30759.96
2022121007 | 7 | 0.45702 | 45702 | 0.16002 | 8321.04 | 0 | 0 | 1 | 5000 | 8321.04 | 0 | 0 | 0 | 0 | 0 | 32380.96 | 0 | 0 | 0 | 0 | 0 | 32380.96
2022121008 | 7 | 0.47462 | 47462 | 0.14722 | 7655.44 | 0.00643 | 572.27 | 1 | 5000 | 7655.44 | 572.27 | 0 | 0 | 0 | 0 | 34234.29 | 0 | 0 | 0 | 0 | 0 | 34234.29
2022121009 | 7 | 0.49438 | 49438 | 0.13537 | 7039.24 | 0.06318 | 5623.02 | 1 | 5000 | 7039.24 | 5623.02 | 0 | 0 | 0 | 0 | 31775.74 | 0 | 0 | 0 | 0 | 0 | 31775.74
2022121010 | 7 | 0.5205 | 52050 | 0.13948 | 7252.96 | 0.1326 | 11801.4 | 1 | 5000 | 7252.96 | 11801.4 | 0 | 0 | 0 | 0 | 27995.64 | 0 | 0 | 0 | 0 | 0 | 27995.64
2022121011 | 7 | 0.54243 | 54243 | 0.18121 | 9422.92 | 0.16595 | 14769.55 | 1 | 5000 | 9422.92 | 14769.55 | 0 | 0 | 0 | 0 | 25050.53 | 0 | 0 | 0 | 0 | 0 | 25050.53
2022121012 | 7 | 0.55593 | 55593 | 0.22157 | 11521.64 | 0.18716 | 16657.24 | 1 | 5000 | 11521.64 | 16657.24 | 0 | 0 | 0 | 0 | 22414.12 | 0 | 0 | 0 | 0 | 0 | 22414.12
2022121013 | 7 | 0.56328 | 56328 | 0.23818 | 12385.36 | 0.19059 | 16962.51 | 1 | 5000 | 12385.36 | 16962.51 | 0 | 0 | 0 | 0 | 21980.13 | 0 | 0 | 0 | 0 | 0 | 21980.13
2022121014 | 7 | 0.56767 | 56767 | 0.2453 | 12755.6 | 0.19684 | 17518.76 | 1 | 5000 | 12755.6 | 17518.76 | 0 | 0 | 0 | 0 | 21492.64 | 0 | 0 | 0 | 0 | 0 | 21492.64
2022121015 | 7 | 0.56683 | 56683 | 0.22782 | 11846.64 | 0.19588 | 17433.32 | 1 | 5000 | 11846.64 | 17433.32 | 0 | 0 | 0 | 0 | 22403.04 | 0 | 0 | 0 | 0 | 0 | 22403.04
2022121016 | 7 | 0.56392 | 56392 | 0.22613 | 11758.76 | 0.13675 | 12170.75 | 1 | 5000 | 11758.76 | 12170.75 | 0 | 0 | 0 | 0 | 27462.49 | 0 | 0 | 0 | 0 | 0 | 27462.49
2022121017 | 7 | 0.56135 | 56135 | 0.22201 | 11544.52 | 0.09984 | 8885.76 | 1 | 5000 | 11544.52 | 8885.76 | 0 | 0 | 0 | 0 | 30704.72 | 0 | 0 | 0 | 0 | 0 | 30704.72
2022121018 | 7 | 0.56712 | 56712 | 0.22296 | 11593.92 | 0.01805 | 1606.45 | 1 | 5000 | 11593.92 | 1606.45 | 0 | 0 | 0 | 0 | 38511.63 | 0 | 0 | 0 | 0 | 0 | 38511.63
2022121019 | 7 | 0.56594 | 56594 | 0.24036 | 12498.72 | 0 | 0 | 1 | 5000 | 12498.72 | 0 | 0 | 0 | 0 | 0 | 39095.28 | 0 | 0 | 0 | 0 | 0 | 39095.28
2022121020 | 7 | 0.55724 | 55724 | 0.23677 | 12312.04 | 0 | 0 | 1 | 5000 | 12312.04 | 0 | 0 | 0 | 0 | 0 | 38411.96 | 0 | 0 | 0 | 0 | 0 | 38411.96
2022121021 | 7 | 0.54702 | 54702 | 0.20846 | 10839.92 | 0 | 0 | 1 | 5000 | 10839.92 | 0 | 0 | 0 | 0 | 0 | 38862.08 | 0 | 0 | 0 | 0 | 0 | 38862.08
2022121022 | 7 | 0.53586 | 53586 | 0.17285 | 8988.2 | 0 | 0 | 1 | 5000 | 8988.2 | 0 | 0 | 0 | 0 | 0 | 39597.8 | 0 | 0 | 0 | 0 | 0 | 39597.8
2022121023 | 7 | 0.51689 | 51689 | 0.1518 | 7893.6 | 0 | 0 | 1 | 5000 | 7893.6 | 0 | 0 | 0 | 0 | 0 | 38795.4 | 0 | 0 | 0 | 0 | 0 | 38795.4
2022121024 | 7 | 0.49689 | 49689 | 0.12503 | 6501.56 | 0 | 0 | 1 | 5000 | 6501.56 | 0 | 0 | 0 | 0 | 0 | 38187.44 | 0 | 0 | 0 | 0 | 0 | 38187.44
2022121101 | 1 | 0.47388 | 47388 | 0.10113 | 5258.76 | 0 | 0 | 1 | 5000 | 5258.76 | 0 | 0 | 0 | 0 | 0 | 37129.24 | 0 | 0 | 0 | 0 | 0 | 37129.24
2022121102 | 1 | 0.45607 | 45607 | 0.09094 | 4728.88 | 0 | 0 | 1 | 5000 | 4728.88 | 0 | 0 | 0 | 0 | 0 | 35878.12 | 0 | 0 | 0 | 0 | 0 | 35878.12
2022121103 | 1 | 0.44499 | 44499 | 0.08567 | 4454.84 | 0 | 0 | 1 | 5000 | 4454.84 | 0 | 0 | 0 | 0 | 0 | 35044.16 | 0 | 0 | 0 | 0 | 0 | 35044.16
2022121104 | 1 | 0.43801 | 43801 | 0.07731 | 4020.12 | 0 | 0 | 1 | 5000 | 4020.12 | 0 | 0 | 0 | 0 | 0 | 34780.88 | 0 | 0 | 0 | 0 | 0 | 34780.88
2022121105 | 1 | 0.43315 | 43315 | 0.07703 | 4005.56 | 0 | 0 | 1 | 5000 | 4005.56 | 0 | 0 | 0 | 0 | 0 | 34309.44 | 0 | 0 | 0 | 0 | 0 | 34309.44
2022121106 | 1 | 0.43481 | 43481 | 0.07175 | 3731 | 0 | 0 | 1 | 5000 | 3731 | 0 | 0 | 0 | 0 | 0 | 34750 | 0 | 0 | 0 | 0 | 0 | 34750
2022121107 | 1 | 0.44057 | 44057 | 0.06328 | 3290.56 | 0 | 0 | 1 | 5000 | 3290.56 | 0 | 0 | 0 | 0 | 0 | 35766.44 | 0 | 0 | 0 | 0 | 0 | 35766.44
2022121108 | 1 | 0.45444 | 45444 | 0.06016 | 3128.32 | 0.00153 | 136.17 | 1 | 5000 | 3128.32 | 136.17 | 0 | 0 | 0 | 0 | 37179.51 | 0 | 0 | 0 | 0 | 0 | 37179.51
2022121109 | 1 | 0.47296 | 47296 | 0.06557 | 3409.64 | 0.02602 | 2315.78 | 1 | 5000 | 3409.64 | 2315.78 | 0 | 0 | 0 | 0 | 36570.58 | 0 | 0 | 0 | 0 | 0 | 36570.58
2022121110 | 1 | 0.49397 | 49397 | 0.05565 | 2893.8 | 0.07778 | 6922.42 | 1 | 5000 | 2893.8 | 6922.42 | 0 | 0 | 0 | 0 | 34580.78 | 0 | 0 | 0 | 0 | 0 | 34580.78
2022121111 | 1 | 0.50924 | 50924 | 0.04684 | 2435.68 | 0.16738 | 14896.82 | 1 | 5000 | 2435.68 | 14896.82 | 0 | 0 | 0 | 0 | 28591.5 | 0 | 0 | 0 | 0 | 0 | 28591.5
2022121112 | 1 | 0.52405 | 52405 | 0.05669 | 2947.88 | 0.2378 | 21164.2 | 1 | 5000 | 2947.88 | 21164.2 | 0 | 0 | 0 | 0 | 23292.92 | 0 | 0 | 0 | 0 | 0 | 23292.92
2022121113 | 1 | 0.52994 | 52994 | 0.06137 | 3191.24 | 0.28918 | 25737.02 | 1 | 5000 | 3191.24 | 25737.02 | 0 | 0 | 0 | 0 | 19065.74 | 0 | 0 | 0 | 0 | 0 | 19065.74
2022121114 | 1 | 0.53236 | 53236 | 0.07339 | 3816.28 | 0.30228 | 26902.92 | 1 | 5000 | 3816.28 | 26902.92 | 0 | 0 | 0 | 0 | 17516.8 | 0 | 0 | 0 | 0 | 0 | 17516.8
2022121115 | 1 | 0.53139 | 53139 | 0.09163 | 4764.76 | 0.30974 | 27566.86 | 1 | 5000 | 4764.76 | 27566.86 | 0 | 0 | 0 | 0 | 15807.38 | 0 | 0 | 0 | 0 | 0 | 15807.38
2022121116 | 1 | 0.53125 | 53125 | 0.11655 | 6060.6 | 0.28693 | 25536.77 | 1 | 5000 | 6060.6 | 25536.77 | 0 | 0 | 0 | 0 | 16527.63 | 0 | 0 | 0 | 0 | 0 | 16527.63
2022121117 | 1 | 0.53589 | 53589 | 0.13457 | 6997.64 | 0.16412 | 14606.68 | 1 | 5000 | 6997.64 | 14606.68 | 0 | 0 | 0 | 0 | 26984.68 | 0 | 0 | 0 | 0 | 0 | 26984.68
2022121118 | 1 | 0.54851 | 54851 | 0.13679 | 7113.08 | 0.02025 | 1802.25 | 1 | 5000 | 7113.08 | 1802.25 | 0 | 0 | 0 | 0 | 40935.67 | 0 | 0 | 0 | 0 | 0 | 40935.67
2022121119 | 1 | 0.55974 | 55974 | 0.14921 | 7758.92 | 0 | 0 | 1 | 5000 | 7758.92 | 0 | 0 | 0 | 0 | 0 | 43215.08 | 0 | 0 | 0 | 0 | 0 | 43215.08
2022121120 | 1 | 0.55571 | 55571 | 0.17293 | 8992.36 | 0 | 0 | 1 | 5000 | 8992.36 | 0 | 0 | 0 | 0 | 0 | 41578.64 | 0 | 0 | 0 | 0 | 0 | 41578.64
2022121121 | 1 | 0.54938 | 54938 | 0.2096 | 10899.2 | 0 | 0 | 1 | 5000 | 10899.2 | 0 | 0 | 0 | 0 | 0 | 39038.8 | 0 | 0 | 0 | 0 | 0 | 39038.8
2022121122 | 1 | 0.53678 | 53678 | 0.24621 | 12802.92 | 0 | 0 | 1 | 5000 | 12802.92 | 0 | 0 | 0 | 0 | 0 | 35875.08 | 0 | 0 | 0 | 0 | 0 | 35875.08
2022121123 | 1 | 0.51161 | 51161 | 0.26896 | 13985.92 | 0 | 0 | 1 | 5000 | 13985.92 | 0 | 0 | 0 | 0 | 0 | 32175.08 | 0 | 0 | 0 | 0 | 0 | 32175.08
2022121124 | 1 | 0.48171 | 48171 | 0.30872 | 16053.44 | 0 | 0 | 1 | 5000 | 16053.44 | 0 | 0 | 0 | 0 | 0 | 27117.56 | 0 | 0 | 0 | 0 | 0 | 27117.56
2022121201 | 2 | 0.45844 | 45844 | 0.33612 | 17478.24 | 0 | 0 | 1 | 5000 | 17478.24 | 0 | 0 | 0 | 0 | 0 | 23365.76 | 0 | 0 | 0 | 0 | 0 | 23365.76
2022121202 | 2 | 0.44308 | 44308 | 0.34531 | 17956.12 | 0 | 0 | 1 | 5000 | 17956.12 | 0 | 0 | 0 | 0 | 0 | 21351.88 | 0 | 0 | 0 | 0 | 0 | 21351.88
2022121203 | 2 | 0.43578 | 43578 | 0.35303 | 18357.56 | 0 | 0 | 1 | 5000 | 18357.56 | 0 | 0 | 0 | 0 | 0 | 20220.44 | 0 | 0 | 0 | 0 | 0 | 20220.44
2022121204 | 2 | 0.43489 | 43489 | 0.35897 | 18666.44 | 0 | 0 | 1 | 5000 | 18666.44 | 0 | 0 | 0 | 0 | 0 | 19822.56 | 0 | 0 | 0 | 0 | 0 | 19822.56
2022121205 | 2 | 0.44464 | 44464 | 0.37716 | 19612.32 | 0 | 0 | 1 | 5000 | 19612.32 | 0 | 0 | 0 | 0 | 0 | 19851.68 | 0 | 0 | 0 | 0 | 0 | 19851.68
2022121206 | 2 | 0.46926 | 46926 | 0.40574 | 21098.48 | 0 | 0 | 1 | 5000 | 21098.48 | 0 | 0 | 0 | 0 | 0 | 20827.52 | 0 | 0 | 0 | 0 | 0 | 20827.52
2022121207 | 2 | 0.50877 | 50877 | 0.43357 | 22545.64 | 0 | 0 | 1 | 5000 | 22545.64 | 0 | 0 | 0 | 0 | 0 | 23331.36 | 0 | 0 | 0 | 0 | 0 | 23331.36
2022121208 | 2 | 0.52965 | 52965 | 0.45368 | 23591.36 | 0.00244 | 217.16 | 1 | 5000 | 23591.36 | 217.16 | 0 | 0 | 0 | 0 | 24156.48 | 0 | 0 | 0 | 0 | 0 | 24156.48
2022121209 | 2 | 0.53801 | 53801 | 0.45612 | 23718.24 | 0.06399 | 5695.11 | 1 | 5000 | 23718.24 | 5695.11 | 0 | 0 | 0 | 0 | 19387.65 | 0 | 0 | 0 | 0 | 0 | 19387.65
2022121210 | 2 | 0.55155 | 55155 | 0.46573 | 24217.96 | 0.17029 | 15155.81 | 1 | 5000 | 24217.96 | 15155.81 | 0 | 0 | 0 | 0 | 10781.23 | 0 | 0 | 0 | 0 | 0 | 10781.23
2022121211 | 2 | 0.55513 | 55513 | 0.49527 | 25754.04 | 0.20427 | 18180.03 | 1 | 5000 | 25754.04 | 18180.03 | 0 | 0 | 0 | 0 | 6578.93 | 0 | 0 | 0 | 0 | 0 | 6578.93
2022121212 | 2 | 0.56255 | 56255 | 0.53831 | 27992.12 | 0.19047 | 16951.83 | 1 | 5000 | 27992.12 | 16951.83 | 0 | 0 | 0 | 0 | 6311.05 | 0 | 0 | 0 | 0 | 0 | 6311.05
2022121213 | 2 | 0.56232 | 56232 | 0.5553 | 28875.6 | 0.14888 | 13250.32 | 1 | 5000 | 28875.6 | 13250.32 | 0 | 0 | 0 | 0 | 9106.08 | 0 | 0 | 0 | 0 | 0 | 9106.08
2022121214 | 2 | 0.56287 | 56287 | 0.5571 | 28969.2 | 0.12661 | 11268.29 | 1 | 5000 | 28969.2 | 11268.29 | 0 | 0 | 0 | 0 | 11049.51 | 0 | 0 | 0 | 0 | 0 | 11049.51
2022121215 | 2 | 0.56085 | 56085 | 0.58104 | 30214.08 | 0.1087 | 9674.3 | 1 | 5000 | 30214.08 | 9674.3 | 0 | 0 | 0 | 0 | 11196.62 | 0 | 0 | 0 | 0 | 0 | 11196.62
2022121216 | 2 | 0.56156 | 56156 | 0.60089 | 31246.28 | 0.08348 | 7429.72 | 1 | 5000 | 31246.28 | 7429.72 | 0 | 0 | 0 | 0 | 12480 | 0 | 0 | 0 | 0 | 0 | 12480
2022121217 | 2 | 0.56832 | 56832 | 0.60911 | 31673.72 | 0.04673 | 4158.97 | 1 | 5000 | 31673.72 | 4158.97 | 0 | 0 | 0 | 0 | 15999.31 | 0 | 0 | 0 | 0 | 0 | 15999.31
2022121218 | 2 | 0.58365 | 58365 | 0.61545 | 32003.4 | 0.01052 | 936.28 | 1 | 5000 | 32003.4 | 936.28 | 0 | 0 | 0 | 0 | 20425.32 | 0 | 0 | 0 | 0 | 0 | 20425.32
2022121219 | 2 | 0.59425 | 59425 | 0.63455 | 32996.6 | 0 | 0 | 1 | 5000 | 32996.6 | 0 | 0 | 0 | 0 | 0 | 21428.4 | 0 | 0 | 0 | 0 | 0 | 21428.4
2022121220 | 2 | 0.58562 | 58562 | 0.65847 | 34240.44 | 0 | 0 | 1 | 5000 | 34240.44 | 0 | 0 | 0 | 0 | 0 | 19321.56 | 0 | 0 | 0 | 0 | 0 | 19321.56
2022121221 | 2 | 0.57876 | 57876 | 0.6662 | 34642.4 | 0 | 0 | 1 | 5000 | 34642.4 | 0 | 0 | 0 | 0 | 0 | 18233.6 | 0 | 0 | 0 | 0 | 0 | 18233.6
2022121222 | 2 | 0.56306 | 56306 | 0.66618 | 34641.36 | 0 | 0 | 1 | 5000 | 34641.36 | 0 | 0 | 0 | 0 | 0 | 16664.64 | 0 | 0 | 0 | 0 | 0 | 16664.64
2022121223 | 2 | 0.53501 | 53501 | 0.65681 | 34154.12 | 0 | 0 | 1 | 5000 | 34154.12 | 0 | 0 | 0 | 0 | 0 | 14346.88 | 0 | 0 | 0 | 0 | 0 | 14346.88
2022121224 | 2 | 0.50582 | 50582 | 0.65083 | 33843.16 | 0 | 0 | 1 | 5000 | 33843.16 | 0 | 0 | 0 | 0 | 0 | 11738.84 | 0 | 0 | 0 | 0 | 0 | 11738.84
2022121301 | 3 | 0.48163 | 48163 | 0.63345 | 32939.4 | 0 | 0 | 1 | 5000 | 32939.4 | 0 | 0 | 0 | 0 | 0 | 10223.6 | 0 | 0 | 0 | 0 | 0 | 10223.6
2022121302 | 3 | 0.46573 | 46573 | 0.61456 | 31957.12 | 0 | 0 | 1 | 5000 | 31957.12 | 0 | 0 | 0 | 0 | 0 | 9615.88 | 0 | 0 | 0 | 0 | 0 | 9615.88
2022121303 | 3 | 0.45626 | 45626 | 0.60516 | 31468.32 | 0 | 0 | 1 | 5000 | 31468.32 | 0 | 0 | 0 | 0 | 0 | 9157.68 | 0 | 0 | 0 | 0 | 0 | 9157.68
2022121304 | 3 | 0.45294 | 45294 | 0.58155 | 30240.6 | 0 | 0 | 1 | 5000 | 30240.6 | 0 | 0 | 0 | 0 | 0 | 10053.4 | 0 | 0 | 0 | 0 | 0 | 10053.4
2022121305 | 3 | 0.45975 | 45975 | 0.54928 | 28562.56 | 0 | 0 | 1 | 5000 | 28562.56 | 0 | 0 | 0 | 0 | 0 | 12412.44 | 0 | 0 | 0 | 0 | 0 | 12412.44
2022121306 | 3 | 0.4798 | 47980 | 0.52738 | 27423.76 | 0 | 0 | 1 | 5000 | 27423.76 | 0 | 0 | 0 | 0 | 0 | 15556.24 | 0 | 0 | 0 | 0 | 0 | 15556.24
2022121307 | 3 | 0.51499 | 51499 | 0.50551 | 26286.52 | 0 | 0 | 1 | 5000 | 26286.52 | 0 | 0 | 0 | 0 | 0 | 20212.48 | 0 | 0 | 0 | 0 | 0 | 20212.48
2022121308 | 3 | 0.53502 | 53502 | 0.51683 | 26875.16 | 0.00645 | 574.05 | 1 | 5000 | 26875.16 | 574.05 | 0 | 0 | 0 | 0 | 21052.79 | 0 | 0 | 0 | 0 | 0 | 21052.79
2022121309 | 3 | 0.54592 | 54592 | 0.4786 | 24887.2 | 0.16099 | 14328.11 | 1 | 5000 | 24887.2 | 14328.11 | 0 | 0 | 0 | 0 | 10376.69 | 0 | 0 | 0 | 0 | 0 | 10376.69
2022121310 | 3 | 0.55623 | 55623 | 0.41266 | 21458.32 | 0.38024 | 33841.36 | 1 | 5000 | 21458.32 | 29164.68 | 0 | 0 | 4676.68 | 4676.68 | 0 | 3975.178 | 0 | 0 | 0 | 3975.178 | 0
2022121311 | 3 | 0.56553 | 56553 | 0.42409 | 22052.68 | 0.42192 | 37550.88 | 1 | 5000 | 22052.68 | 29500.32 | 0 | 0 | 8050.56 | 8050.56 | 0 | 10818.154 | 0 | 0 | 0 | 6842.976 | 0
2022121312 | 3 | 0.57355 | 57355 | 0.48463 | 25200.76 | 0.35305 | 31421.45 | 1 | 5000 | 25200.76 | 27154.24 | 0 | 0 | 4267.21 | 4267.21 | 0 | 14445.2825 | 0 | 0 | 0 | 3627.1285 | 0
2022121313 | 3 | 0.57809 | 57809 | 0.54285 | 28228.2 | 0.24222 | 21557.58 | 1 | 5000 | 28228.2 | 21557.58 | 0 | 0 | 0 | 0 | 3023.22 | 11422.0625 | 3023.22 | 0 | 0 | 0 | 0
2022121314 | 3 | 0.58521 | 58521 | 0.54058 | 28110.16 | 0.18692 | 16635.88 | 1 | 5000 | 28110.16 | 16635.88 | 0 | 0 | 0 | 0 | 8774.96 | 2647.1025 | 8774.96 | 0 | 0 | 0 | 0
2022121315 | 3 | 0.58414 | 58414 | 0.52774 | 27442.48 | 0.17828 | 15866.92 | 1 | 5000 | 27442.48 | 15866.92 | 0 | 0 | 0 | 0 | 10104.6 | 0 | 2647.1025 | 0 | 0 | 0 | 7457.4975
2022121316 | 3 | 0.58228 | 58228 | 0.52937 | 27527.24 | 0.14008 | 12467.12 | 1 | 5000 | 27527.24 | 12467.12 | 0 | 0 | 0 | 0 | 13233.64 | 0 | 0 | 0 | 0 | 0 | 13233.64
2022121317 | 3 | 0.58417 | 58417 | 0.53953 | 28055.56 | 0.07522 | 6694.58 | 1 | 5000 | 28055.56 | 6694.58 | 0 | 0 | 0 | 0 | 18666.86 | 0 | 0 | 0 | 0 | 0 | 18666.86
2022121318 | 3 | 0.59156 | 59156 | 0.48914 | 25435.28 | 0.02369 | 2108.41 | 1 | 5000 | 25435.28 | 2108.41 | 0 | 0 | 0 | 0 | 26612.31 | 0 | 0 | 0 | 0 | 0 | 26612.31
2022121319 | 3 | 0.59982 | 59982 | 0.43226 | 22477.52 | 0 | 0 | 1 | 5000 | 22477.52 | 0 | 0 | 0 | 0 | 0 | 32504.48 | 0 | 0 | 0 | 0 | 0 | 32504.48
2022121320 | 3 | 0.58941 | 58941 | 0.39451 | 20514.52 | 0 | 0 | 1 | 5000 | 20514.52 | 0 | 0 | 0 | 0 | 0 | 33426.48 | 0 | 0 | 0 | 0 | 0 | 33426.48
2022121321 | 3 | 0.57609 | 57609 | 0.38104 | 19814.08 | 0 | 0 | 1 | 5000 | 19814.08 | 0 | 0 | 0 | 0 | 0 | 32794.92 | 0 | 0 | 0 | 0 | 0 | 32794.92
2022121322 | 3 | 0.5636 | 56360 | 0.39728 | 20658.56 | 0 | 0 | 1 | 5000 | 20658.56 | 0 | 0 | 0 | 0 | 0 | 30701.44 | 0 | 0 | 0 | 0 | 0 | 30701.44
2022121323 | 3 | 0.53353 | 53353 | 0.39441 | 20509.32 | 0 | 0 | 1 | 5000 | 20509.32 | 0 | 0 | 0 | 0 | 0 | 27843.68 | 0 | 0 | 0 | 0 | 0 | 27843.68
2022121324 | 3 | 0.50466 | 50466 | 0.39534 | 20557.68 | 0 | 0 | 1 | 5000 | 20557.68 | 0 | 0 | 0 | 0 | 0 | 24908.32 | 0 | 0 | 0 | 0 | 0 | 24908.32
2022121401 | 4 | 0.47872 | 47872 | 0.39635 | 20610.2 | 0 | 0 | 1 | 5000 | 20610.2 | 0 | 0 | 0 | 0 | 0 | 22261.8 | 0 | 0 | 0 | 0 | 0 | 22261.8
2022121402 | 4 | 0.46176 | 46176 | 0.37006 | 19243.12 | 0 | 0 | 1 | 5000 | 19243.12 | 0 | 0 | 0 | 0 | 0 | 21932.88 | 0 | 0 | 0 | 0 | 0 | 21932.88
2022121403 | 4 | 0.45124 | 45124 | 0.35283 | 18347.16 | 0 | 0 | 1 | 5000 | 18347.16 | 0 | 0 | 0 | 0 | 0 | 21776.84 | 0 | 0 | 0 | 0 | 0 | 21776.84
2022121404 | 4 | 0.44684 | 44684 | 0.3672 | 19094.4 | 0 | 0 | 1 | 5000 | 19094.4 | 0 | 0 | 0 | 0 | 0 | 20589.6 | 0 | 0 | 0 | 0 | 0 | 20589.6
2022121405 | 4 | 0.45352 | 45352 | 0.35511 | 18465.72 | 0 | 0 | 1 | 5000 | 18465.72 | 0 | 0 | 0 | 0 | 0 | 21886.28 | 0 | 0 | 0 | 0 | 0 | 21886.28
2022121406 | 4 | 0.4733 | 47330 | 0.33637 | 17491.24 | 0 | 0 | 1 | 5000 | 17491.24 | 0 | 0 | 0 | 0 | 0 | 24838.76 | 0 | 0 | 0 | 0 | 0 | 24838.76
2022121407 | 4 | 0.51233 | 51233 | 0.36633 | 19049.16 | 0 | 0 | 1 | 5000 | 19049.16 | 0 | 0 | 0 | 0 | 0 | 27183.84 | 0 | 0 | 0 | 0 | 0 | 27183.84
2022121408 | 4 | 0.53268 | 53268 | 0.40787 | 21209.24 | 0.00314 | 279.46 | 1 | 5000 | 21209.24 | 279.46 | 0 | 0 | 0 | 0 | 26779.3 | 0 | 0 | 0 | 0 | 0 | 26779.3
2022121409 | 4 | 0.53432 | 53432 | 0.40074 | 20838.48 | 0.1705 | 15174.5 | 1 | 5000 | 20838.48 | 15174.5 | 0 | 0 | 0 | 0 | 12419.02 | 0 | 0 | 0 | 0 | 0 | 12419.02
2022121410 | 4 | 0.53576 | 53576 | 0.3863 | 20087.6 | 0.33227 | 29572.03 | 1 | 5000 | 20087.6 | 28488.4 | 0 | 0 | 1083.63 | 1083.63 | 0 | 921.0855 | 0 | 0 | 0 | 921.0855 | 0
2022121411 | 4 | 0.53011 | 53011 | 0.44358 | 23066.16 | 0.26477 | 23564.53 | 1 | 5000 | 23066.16 | 23564.53 | 0 | 0 | 0 | 0 | 1380.31 | 0 | 921.0855 | 0 | 0 | 0 | 459.2245
2022121412 | 4 | 0.52683 | 52683 | 0.45156 | 23481.12 | 0.25409 | 22614.01 | 1 | 5000 | 23481.12 | 22614.01 | 0 | 0 | 0 | 0 | 1587.87 | 0 | 0 | 0 | 0 | 0 | 1587.87
2022121413 | 4 | 0.52307 | 52307 | 0.44108 | 22936.16 | 0.28023 | 24940.47 | 1 | 5000 | 22936.16 | 24370.84 | 0 | 0 | 569.63 | 569.63 | 0 | 484.1855 | 0 | 0 | 0 | 484.1855 | 0
2022121414 | 4 | 0.52226 | 52226 | 0.41361 | 21507.72 | 0.34864 | 31028.96 | 1 | 5000 | 21507.72 | 25718.28 | 0 | 0 | 5310.68 | 5310.68 | 0 | 4998.2635 | 0 | 0 | 0 | 4514.078 | 0
2022121415 | 4 | 0.52065 | 52065 | 0.37004 | 19242.08 | 0.42408 | 37743.12 | 1 | 5000 | 19242.08 | 27822.92 | 0 | 0 | 9920.2 | 9920.2 | 0 | 13430.4335 | 0 | 0 | 0 | 8432.17 | 0
2022121416 | 4 | 0.52362 | 52362 | 0.30463 | 15840.76 | 0.51576 | 45902.64 | 1 | 5000 | 15840.76 | 31521.24 | 0 | 0 | 14381.4 | 14381.4 | 0 | 25654.6235 | 0 | 0 | 0 | 12224.19 | 0
2022121417 | 4 | 0.53014 | 53014 | 0.23634 | 12289.68 | 0.35295 | 31412.55 | 1 | 5000 | 12289.68 | 31412.55 | 0 | 0 | 0 | 0 | 4311.77 | 21342.8535 | 4311.77 | 0 | 0 | 0 | 0
2022121418 | 4 | 0.55261 | 55261 | 0.14303 | 7437.56 | 0.03937 | 3503.93 | 1 | 5000 | 7437.56 | 3503.93 | 0 | 0 | 0 | 0 | 39319.51 | 0 | 21342.8535 | 0 | 0 | 0 | 17976.6565
2022121419 | 4 | 0.5725 | 57250 | 0.12339 | 6416.28 | 0 | 0 | 1 | 5000 | 6416.28 | 0 | 0 | 0 | 0 | 0 | 45833.72 | 0 | 0 | 0 | 0 | 0 | 45833.72
2022121420 | 4 | 0.57139 | 57139 | 0.13189 | 6858.28 | 0 | 0 | 1 | 5000 | 6858.28 | 0 | 0 | 0 | 0 | 0 | 45280.72 | 0 | 0 | 0 | 0 | 0 | 45280.72
2022121421 | 4 | 0.57032 | 57032 | 0.13726 | 7137.52 | 0 | 0 | 1 | 5000 | 7137.52 | 0 | 0 | 0 | 0 | 0 | 44894.48 | 0 | 0 | 0 | 0 | 0 | 44894.48
2022121422 | 4 | 0.55919 | 55919 | 0.16342 | 8497.84 | 0 | 0 | 1 | 5000 | 8497.84 | 0 | 0 | 0 | 0 | 0 | 42421.16 | 0 | 0 | 0 | 0 | 0 | 42421.16
2022121423 | 4 | 0.53982 | 53982 | 0.18704 | 9726.08 | 0 | 0 | 1 | 5000 | 9726.08 | 0 | 0 | 0 | 0 | 0 | 39255.92 | 0 | 0 | 0 | 0 | 0 | 39255.92
2022121424 | 4 | 0.51647 | 51647 | 0.19182 | 9974.64 | 0 | 0 | 1 | 5000 | 9974.64 | 0 | 0 | 0 | 0 | 0 | 36672.36 | 0 | 0 | 0 | 0 | 0 | 36672.36
2022121501 | 5 | 0.4999 | 49990 | 0.18584 | 9663.68 | 0 | 0 | 1 | 5000 | 9663.68 | 0 | 0 | 0 | 0 | 0 | 35326.32 | 0 | 0 | 0 | 0 | 0 | 35326.32
2022121502 | 5 | 0.49241 | 49241 | 0.17975 | 9347 | 0 | 0 | 1 | 5000 | 9347 | 0 | 0 | 0 | 0 | 0 | 34894 | 0 | 0 | 0 | 0 | 0 | 34894
2022121503 | 5 | 0.49004 | 49004 | 0.17657 | 9181.64 | 0 | 0 | 1 | 5000 | 9181.64 | 0 | 0 | 0 | 0 | 0 | 34822.36 | 0 | 0 | 0 | 0 | 0 | 34822.36
2022121504 | 5 | 0.496 | 49600 | 0.16605 | 8634.6 | 0 | 0 | 1 | 5000 | 8634.6 | 0 | 0 | 0 | 0 | 0 | 35965.4 | 0 | 0 | 0 | 0 | 0 | 35965.4
2022121505 | 5 | 0.51462 | 51462 | 0.16013 | 8326.76 | 0 | 0 | 1 | 5000 | 8326.76 | 0 | 0 | 0 | 0 | 0 | 38135.24 | 0 | 0 | 0 | 0 | 0 | 38135.24
2022121506 | 5 | 0.54994 | 54994 | 0.1572 | 8174.4 | 0 | 0 | 1 | 5000 | 8174.4 | 0 | 0 | 0 | 0 | 0 | 41819.6 | 0 | 0 | 0 | 0 | 0 | 41819.6
2022121507 | 5 | 0.60495 | 60495 | 0.15133 | 7869.16 | 0 | 0 | 1 | 5000 | 7869.16 | 0 | 0 | 0 | 0 | 0 | 47625.84 | 0 | 0 | 0 | 0 | 0 | 47625.84
2022121508 | 5 | 0.62996 | 62996 | 0.14374 | 7474.48 | 0.01952 | 1737.28 | 1 | 5000 | 7474.48 | 1737.28 | 0 | 0 | 0 | 0 | 48784.24 | 0 | 0 | 0 | 0 | 0 | 48784.24
2022121509 | 5 | 0.61899 | 61899 | 0.13218 | 6873.36 | 0.3172 | 28230.8 | 1 | 5000 | 6873.36 | 28230.8 | 0 | 0 | 0 | 0 | 21794.84 | 0 | 0 | 0 | 0 | 0 | 21794.84
2022121510 | 5 | 0.59571 | 59571 | 0.08034 | 4177.68 | 0.61581 | 54807.09 | 1 | 5000 | 4177.68 | 50393.32 | 0 | 0 | 4413.77 | 4413.77 | 0 | 3751.7045 | 0 | 0 | 0 | 3751.7045 | 0
2022121511 | 5 | 0.56961 | 56961 | 0.10111 | 5257.72 | 0.63439 | 56460.71 | 1 | 5000 | 5257.72 | 46703.28 | 0 | 0 | 9757.43 | 9757.43 | 0 | 12045.52 | 0 | 0 | 0 | 8293.8155 | 0
2022121512 | 5 | 0.5469 | 54690 | 0.12214 | 6351.28 | 0.60984 | 54275.76 | 1 | 5000 | 6351.28 | 43338.72 | 0 | 0 | 10937.04 | 10937.04 | 0 | 21342.004 | 0 | 0 | 0 | 9296.484 | 0
2022121513 | 5 | 0.53167 | 53167 | 0.10201 | 5304.52 | 0.59541 | 52991.49 | 1 | 5000 | 5304.52 | 42862.48 | 0 | 0 | 10129.01 | 10129.01 | 0 | 29951.6625 | 0 | 0 | 0 | 8609.6585 | 0
2022121514 | 5 | 0.52734 | 52734 | 0.08258 | 4294.16 | 0.60633 | 53963.37 | 1 | 5000 | 4294.16 | 43439.84 | 0 | 0 | 10523.53 | 10523.53 | 0 | 38896.663 | 0 | 0 | 0 | 8945.0005 | 0
2022121515 | 5 | 0.52307 | 52307 | 0.07341 | 3817.32 | 0.63201 | 56248.89 | 1 | 5000 | 3817.32 | 43489.68 | 0 | 0 | 12759.21 | 12759.21 | 0 | 49741.9915 | 0 | 0 | 0 | 10845.3285 | 0
2022121516 | 5 | 0.52269 | 52269 | 0.07752 | 4031.04 | 0.60811 | 54121.79 | 1 | 5000 | 4031.04 | 43237.96 | 0 | 0 | 10883.83 | 10883.83 | 0 | 58993.247 | 0 | 0 | 0 | 9251.2555 | 0
2022121517 | 5 | 0.53095 | 53095 | 0.07997 | 4158.44 | 0.3689 | 32832.1 | 1 | 5000 | 4158.44 | 32832.1 | 0 | 0 | 0 | 0 | 11104.46 | 47888.787 | 11104.46 | 0 | 0 | 0 | 0
2022121518 | 5 | 0.55252 | 55252 | 0.07565 | 3933.8 | 0.03768 | 3353.52 | 1 | 5000 | 3933.8 | 3353.52 | 0 | 0 | 0 | 0 | 42964.68 | 4924.107 | 42964.68 | 0 | 0 | 0 | 0
2022121519 | 5 | 0.57613 | 57613 | 0.11671 | 6068.92 | 0 | 0 | 1 | 5000 | 6068.92 | 0 | 0 | 0 | 0 | 0 | 46544.08 | 0 | 4924.107 | 0 | 0 | 0 | 41619.973
2022121520 | 5 | 0.58011 | 58011 | 0.17252 | 8971.04 | 0 | 0 | 1 | 5000 | 8971.04 | 0 | 0 | 0 | 0 | 0 | 44039.96 | 0 | 0 | 0 | 0 | 0 | 44039.96
2022121521 | 5 | 0.58151 | 58151 | 0.20622 | 10723.44 | 0 | 0 | 1 | 5000 | 10723.44 | 0 | 0 | 0 | 0 | 0 | 42427.56 | 0 | 0 | 0 | 0 | 0 | 42427.56
2022121522 | 5 | 0.57715 | 57715 | 0.2312 | 12022.4 | 0 | 0 | 1 | 5000 | 12022.4 | 0 | 0 | 0 | 0 | 0 | 40692.6 | 0 | 0 | 0 | 0 | 0 | 40692.6
2022121523 | 5 | 0.55881 | 55881 | 0.25223 | 13115.96 | 0 | 0 | 1 | 5000 | 13115.96 | 0 | 0 | 0 | 0 | 0 | 37765.04 | 0 | 0 | 0 | 0 | 0 | 37765.04
2022121524 | 5 | 0.53914 | 53914 | 0.26583 | 13823.16 | 0 | 0 | 1 | 5000 | 13823.16 | 0 | 0 | 0 | 0 | 0 | 35090.84 | 0 | 0 | 0 | 0 | 0 | 35090.84
2022121601 | 6 | 0.52484 | 52484 | 0.25993 | 13516.36 | 0 | 0 | 1 | 5000 | 13516.36 | 0 | 0 | 0 | 0 | 0 | 33967.64 | 0 | 0 | 0 | 0 | 0 | 33967.64
2022121602 | 6 | 0.51933 | 51933 | 0.26015 | 13527.8 | 0 | 0 | 1 | 5000 | 13527.8 | 0 | 0 | 0 | 0 | 0 | 33405.2 | 0 | 0 | 0 | 0 | 0 | 33405.2
2022121603 | 6 | 0.51577 | 51577 | 0.25722 | 13375.44 | 0 | 0 | 1 | 5000 | 13375.44 | 0 | 0 | 0 | 0 | 0 | 33201.56 | 0 | 0 | 0 | 0 | 0 | 33201.56
2022121604 | 6 | 0.51696 | 51696 | 0.26602 | 13833.04 | 0 | 0 | 1 | 5000 | 13833.04 | 0 | 0 | 0 | 0 | 0 | 32862.96 | 0 | 0 | 0 | 0 | 0 | 32862.96
2022121605 | 6 | 0.53007 | 53007 | 0.28973 | 15065.96 | 0 | 0 | 1 | 5000 | 15065.96 | 0 | 0 | 0 | 0 | 0 | 32941.04 | 0 | 0 | 0 | 0 | 0 | 32941.04
2022121606 | 6 | 0.55949 | 55949 | 0.27492 | 14295.84 | 0 | 0 | 1 | 5000 | 14295.84 | 0 | 0 | 0 | 0 | 0 | 36653.16 | 0 | 0 | 0 | 0 | 0 | 36653.16
2022121607 | 6 | 0.60656 | 60656 | 0.27607 | 14355.64 | 0 | 0 | 1 | 5000 | 14355.64 | 0 | 0 | 0 | 0 | 0 | 41300.36 | 0 | 0 | 0 | 0 | 0 | 41300.36
2022121608 | 6 | 0.62431 | 62431 | 0.30037 | 15619.24 | 0.01073 | 954.97 | 1 | 5000 | 15619.24 | 954.97 | 0 | 0 | 0 | 0 | 40856.79 | 0 | 0 | 0 | 0 | 0 | 40856.79
2022121609 | 6 | 0.61622 | 61622 | 0.2813 | 14627.6 | 0.18335 | 16318.15 | 1 | 5000 | 14627.6 | 16318.15 | 0 | 0 | 0 | 0 | 25676.25 | 0 | 0 | 0 | 0 | 0 | 25676.25
2022121610 | 6 | 0.6061 | 60610 | 0.23967 | 12462.84 | 0.42564 | 37881.96 | 1 | 5000 | 12462.84 | 37881.96 | 0 | 0 | 0 | 0 | 5265.2 | 0 | 0 | 0 | 0 | 0 | 5265.2
2022121611 | 6 | 0.60157 | 60157 | 0.26586 | 13824.72 | 0.49585 | 44130.65 | 1 | 5000 | 13824.72 | 41332.28 | 0 | 0 | 2798.37 | 2798.37 | 0 | 2378.6145 | 0 | 0 | 0 | 2378.6145 | 0
2022121612 | 6 | 0.5908 | 59080 | 0.23068 | 11995.36 | 0.45045 | 40090.05 | 1 | 5000 | 11995.36 | 40090.05 | 0 | 0 | 0 | 0 | 1994.59 | 384.0245 | 1994.59 | 0 | 0 | 0 | 0
2022121613 | 6 | 0.57837 | 57837 | 0.17568 | 9135.36 | 0.40927 | 36425.03 | 1 | 5000 | 9135.36 | 36425.03 | 0 | 0 | 0 | 0 | 7276.61 | 0 | 384.0245 | 0 | 0 | 0 | 6892.5855
2022121614 | 6 | 0.57115 | 57115 | 0.13182 | 6854.64 | 0.38405 | 34180.45 | 1 | 5000 | 6854.64 | 34180.45 | 0 | 0 | 0 | 0 | 11079.91 | 0 | 0 | 0 | 0 | 0 | 11079.91
2022121615 | 6 | 0.56623 | 56623 | 0.1046 | 5439.2 | 0.36256 | 32267.84 | 1 | 5000 | 5439.2 | 32267.84 | 0 | 0 | 0 | 0 | 13915.96 | 0 | 0 | 0 | 0 | 0 | 13915.96
2022121616 | 6 | 0.56869 | 56869 | 0.10247 | 5328.44 | 0.29358 | 26128.62 | 1 | 5000 | 5328.44 | 26128.62 | 0 | 0 | 0 | 0 | 20411.94 | 0 | 0 | 0 | 0 | 0 | 20411.94
2022121617 | 6 | 0.57487 | 57487 | 0.09966 | 5182.32 | 0.1512 | 13456.8 | 1 | 5000 | 5182.32 | 13456.8 | 0 | 0 | 0 | 0 | 33847.88 | 0 | 0 | 0 | 0 | 0 | 33847.88
2022121618 | 6 | 0.59638 | 59638 | 0.08444 | 4390.88 | 0.01636 | 1456.04 | 1 | 5000 | 4390.88 | 1456.04 | 0 | 0 | 0 | 0 | 48791.08 | 0 | 0 | 0 | 0 | 0 | 48791.08
2022121619 | 6 | 0.61153 | 61153 | 0.10081 | 5242.12 | 0 | 0 | 1 | 5000 | 5242.12 | 0 | 0 | 0 | 0 | 0 | 50910.88 | 0 | 0 | 0 | 0 | 0 | 50910.88
2022121620 | 6 | 0.60922 | 60922 | 0.13771 | 7160.92 | 0 | 0 | 1 | 5000 | 7160.92 | 0 | 0 | 0 | 0 | 0 | 48761.08 | 0 | 0 | 0 | 0 | 0 | 48761.08
2022121621 | 6 | 0.60375 | 60375 | 0.17516 | 9108.32 | 0 | 0 | 1 | 5000 | 9108.32 | 0 | 0 | 0 | 0 | 0 | 46266.68 | 0 | 0 | 0 | 0 | 0 | 46266.68
2022121622 | 6 | 0.5942 | 59420 | 0.19983 | 10391.16 | 0 | 0 | 1 | 5000 | 10391.16 | 0 | 0 | 0 | 0 | 0 | 44028.84 | 0 | 0 | 0 | 0 | 0 | 44028.84
2022121623 | 6 | 0.57975 | 57975 | 0.2284 | 11876.8 | 0 | 0 | 1 | 5000 | 11876.8 | 0 | 0 | 0 | 0 | 0 | 41098.2 | 0 | 0 | 0 | 0 | 0 | 41098.2
2022121624 | 6 | 0.55779 | 55779 | 0.23599 | 12271.48 | 0 | 0 | 1 | 5000 | 12271.48 | 0 | 0 | 0 | 0 | 0 | 38507.52 | 0 | 0 | 0 | 0 | 0 | 38507.52
2022121701 | 7 | 0.54152 | 54152 | 0.24163 | 12564.76 | 0 | 0 | 1 | 5000 | 12564.76 | 0 | 0 | 0 | 0 | 0 | 36587.24 | 0 | 0 | 0 | 0 | 0 | 36587.24
2022121702 | 7 | 0.53035 | 53035 | 0.24074 | 12518.48 | 0 | 0 | 1 | 5000 | 12518.48 | 0 | 0 | 0 | 0 | 0 | 35516.52 | 0 | 0 | 0 | 0 | 0 | 35516.52
2022121703 | 7 | 0.52636 | 52636 | 0.23056 | 11989.12 | 0 | 0 | 1 | 5000 | 11989.12 | 0 | 0 | 0 | 0 | 0 | 35646.88 | 0 | 0 | 0 | 0 | 0 | 35646.88
2022121704 | 7 | 0.52691 | 52691 | 0.21489 | 11174.28 | 0 | 0 | 1 | 5000 | 11174.28 | 0 | 0 | 0 | 0 | 0 | 36516.72 | 0 | 0 | 0 | 0 | 0 | 36516.72
2022121705 | 7 | 0.53677 | 53677 | 0.21438 | 11147.76 | 0 | 0 | 1 | 5000 | 11147.76 | 0 | 0 | 0 | 0 | 0 | 37529.24 | 0 | 0 | 0 | 0 | 0 | 37529.24
2022121706 | 7 | 0.55353 | 55353 | 0.21896 | 11385.92 | 0 | 0 | 1 | 5000 | 11385.92 | 0 | 0 | 0 | 0 | 0 | 38967.08 | 0 | 0 | 0 | 0 | 0 | 38967.08
2022121707 | 7 | 0.57825 | 57825 | 0.21031 | 10936.12 | 0 | 0 | 1 | 5000 | 10936.12 | 0 | 0 | 0 | 0 | 0 | 41888.88 | 0 | 0 | 0 | 0 | 0 | 41888.88
2022121708 | 7 | 0.59769 | 59769 | 0.17894 | 9304.88 | 0.00639 | 568.71 | 1 | 5000 | 9304.88 | 568.71 | 0 | 0 | 0 | 0 | 44895.41 | 0 | 0 | 0 | 0 | 0 | 44895.41
2022121709 | 7 | 0.61697 | 61697 | 0.16225 | 8437 | 0.22408 | 19943.12 | 1 | 5000 | 8437 | 19943.12 | 0 | 0 | 0 | 0 | 28316.88 | 0 | 0 | 0 | 0 | 0 | 28316.88
2022121710 | 7 | 0.61656 | 61656 | 0.1271 | 6609.2 | 0.50277 | 44746.53 | 1 | 5000 | 6609.2 | 44746.53 | 0 | 0 | 0 | 0 | 5300.27 | 0 | 0 | 0 | 0 | 0 | 5300.27
2022121711 | 7 | 0.60121 | 60121 | 0.12536 | 6518.72 | 0.55084 | 49024.76 | 1 | 5000 | 6518.72 | 48602.28 | 0 | 0 | 422.48 | 422.48 | 0 | 359.108 | 0 | 0 | 0 | 359.108 | 0
2022121712 | 7 | 0.58211 | 58211 | 0.12813 | 6662.76 | 0.55769 | 49634.41 | 1 | 5000 | 6662.76 | 46548.24 | 0 | 0 | 3086.17 | 3086.17 | 0 | 2982.3525 | 0 | 0 | 0 | 2623.2445 | 0
2022121713 | 7 | 0.55791 | 55791 | 0.13283 | 6907.16 | 0.55735 | 49604.15 | 1 | 5000 | 6907.16 | 43883.84 | 0 | 0 | 5720.31 | 5720.31 | 0 | 7844.616 | 0 | 0 | 0 | 4862.2635 | 0
2022121714 | 7 | 0.53885 | 53885 | 0.12877 | 6696.04 | 0.56437 | 50228.93 | 1 | 5000 | 6696.04 | 42188.96 | 0 | 0 | 8039.97 | 8039.97 | 0 | 14678.5905 | 0 | 0 | 0 | 6833.9745 | 0
2022121715 | 7 | 0.52387 | 52387 | 0.11934 | 6205.68 | 0.58479 | 52046.31 | 1 | 5000 | 6205.68 | 41181.32 | 0 | 0 | 10864.99 | 10864.99 | 0 | 23913.832 | 0 | 0 | 0 | 9235.2415 | 0
2022121716 | 7 | 0.51631 | 51631 | 0.10345 | 5379.4 | 0.58598 | 52152.22 | 1 | 5000 | 5379.4 | 41251.6 | 0 | 0 | 10900.62 | 10900.62 | 0 | 33179.359 | 0 | 0 | 0 | 9265.527 | 0
2022121717 | 7 | 0.52356 | 52356 | 0.09143 | 4754.36 | 0.35884 | 31936.76 | 1 | 5000 | 4754.36 | 31936.76 | 0 | 0 | 0 | 0 | 10664.88 | 22514.479 | 10664.88 | 0 | 0 | 0 | 0
2022121718 | 7 | 0.54924 | 54924 | 0.08404 | 4370.08 | 0.03928 | 3495.92 | 1 | 5000 | 4370.08 | 3495.92 | 0 | 0 | 0 | 0 | 42058 | 0 | 22514.479 | 0 | 0 | 0 | 19543.521
2022121719 | 7 | 0.57456 | 57456 | 0.11508 | 5984.16 | 0 | 0 | 1 | 5000 | 5984.16 | 0 | 0 | 0 | 0 | 0 | 46471.84 | 0 | 0 | 0 | 0 | 0 | 46471.84
2022121720 | 7 | 0.58345 | 58345 | 0.15719 | 8173.88 | 4e-05 | 3.56 | 1 | 5000 | 8173.88 | 3.56 | 0 | 0 | 0 | 0 | 45167.56 | 0 | 0 | 0 | 0 | 0 | 45167.56
2022121721 | 7 | 0.59442 | 59442 | 0.19599 | 10191.48 | 0 | 0 | 1 | 5000 | 10191.48 | 0 | 0 | 0 | 0 | 0 | 44250.52 | 0 | 0 | 0 | 0 | 0 | 44250.52
2022121722 | 7 | 0.59932 | 59932 | 0.23122 | 12023.44 | 0 | 0 | 1 | 5000 | 12023.44 | 0 | 0 | 0 | 0 | 0 | 42908.56 | 0 | 0 | 0 | 0 | 0 | 42908.56
2022121723 | 7 | 0.59742 | 59742 | 0.28824 | 14988.48 | 0 | 0 | 1 | 5000 | 14988.48 | 0 | 0 | 0 | 0 | 0 | 39753.52 | 0 | 0 | 0 | 0 | 0 | 39753.52
2022121724 | 7 | 0.58923 | 58923 | 0.34321 | 17846.92 | 0 | 0 | 1 | 5000 | 17846.92 | 0 | 0 | 0 | 0 | 0 | 36076.08 | 0 | 0 | 0 | 0 | 0 | 36076.08
2022121801 | 1 | 0.57975 | 57975 | 0.38233 | 19881.16 | 0 | 0 | 1 | 5000 | 19881.16 | 0 | 0 | 0 | 0 | 0 | 33093.84 | 0 | 0 | 0 | 0 | 0 | 33093.84
2022121802 | 1 | 0.57464 | 57464 | 0.41094 | 21368.88 | 0 | 0 | 1 | 5000 | 21368.88 | 0 | 0 | 0 | 0 | 0 | 31095.12 | 0 | 0 | 0 | 0 | 0 | 31095.12
2022121803 | 1 | 0.57566 | 57566 | 0.42652 | 22179.04 | 0 | 0 | 1 | 5000 | 22179.04 | 0 | 0 | 0 | 0 | 0 | 30386.96 | 0 | 0 | 0 | 0 | 0 | 30386.96
2022121804 | 1 | 0.57947 | 57947 | 0.44649 | 23217.48 | 0 | 0 | 1 | 5000 | 23217.48 | 0 | 0 | 0 | 0 | 0 | 29729.52 | 0 | 0 | 0 | 0 | 0 | 29729.52
2022121805 | 1 | 0.58908 | 58908 | 0.47093 | 24488.36 | 0 | 0 | 1 | 5000 | 24488.36 | 0 | 0 | 0 | 0 | 0 | 29419.64 | 0 | 0 | 0 | 0 | 0 | 29419.64
2022121806 | 1 | 0.60368 | 60368 | 0.48951 | 25454.52 | 0 | 0 | 1 | 5000 | 25454.52 | 0 | 0 | 0 | 0 | 0 | 29913.48 | 0 | 0 | 0 | 0 | 0 | 29913.48
2022121807 | 1 | 0.62338 | 62338 | 0.49088 | 25525.76 | 0 | 0 | 1 | 5000 | 25525.76 | 0 | 0 | 0 | 0 | 0 | 31812.24 | 0 | 0 | 0 | 0 | 0 | 31812.24
2022121808 | 1 | 0.64156 | 64156 | 0.49051 | 25506.52 | 0.0145 | 1290.5 | 1 | 5000 | 25506.52 | 1290.5 | 0 | 0 | 0 | 0 | 32358.98 | 0 | 0 | 0 | 0 | 0 | 32358.98
2022121809 | 1 | 0.64469 | 64469 | 0.47872 | 24893.44 | 0.21564 | 19191.96 | 1 | 5000 | 24893.44 | 19191.96 | 0 | 0 | 0 | 0 | 15383.6 | 0 | 0 | 0 | 0 | 0 | 15383.6
2022121810 | 1 | 0.62584 | 62584 | 0.41204 | 21426.08 | 0.39774 | 35398.86 | 1 | 5000 | 21426.08 | 35398.86 | 0 | 0 | 0 | 0 | 759.06 | 0 | 0 | 0 | 0 | 0 | 759.06
2022121811 | 1 | 0.60226 | 60226 | 0.41321 | 21486.92 | 0.42863 | 38148.07 | 1 | 5000 | 21486.92 | 33739.08 | 0 | 0 | 4408.99 | 4408.99 | 0 | 3747.6415 | 0 | 0 | 0 | 3747.6415 | 0
2022121812 | 1 | 0.57758 | 57758 | 0.45641 | 23733.32 | 0.41597 | 37021.33 | 1 | 5000 | 23733.32 | 29024.68 | 0 | 0 | 7996.65 | 7996.65 | 0 | 10544.794 | 0 | 0 | 0 | 6797.1525 | 0
2022121813 | 1 | 0.56162 | 56162 | 0.48521 | 25230.92 | 0.33959 | 30223.51 | 1 | 5000 | 25230.92 | 25931.08 | 0 | 0 | 4292.43 | 4292.43 | 0 | 14193.3595 | 0 | 0 | 0 | 3648.5655 | 0
2022121814 | 1 | 0.54805 | 54805 | 0.49028 | 25494.56 | 0.26034 | 23170.26 | 1 | 5000 | 25494.56 | 23170.26 | 0 | 0 | 0 | 0 | 1140.18 | 13053.1795 | 1140.18 | 0 | 0 | 0 | 0
2022121815 | 1 | 0.54022 | 54022 | 0.50243 | 26126.36 | 0.2185 | 19446.5 | 1 | 5000 | 26126.36 | 19446.5 | 0 | 0 | 0 | 0 | 3449.14 | 9604.0395 | 3449.14 | 0 | 0 | 0 | 0
2022121816 | 1 | 0.5397 | 53970 | 0.52562 | 27332.24 | 0.14179 | 12619.31 | 1 | 5000 | 27332.24 | 12619.31 | 0 | 0 | 0 | 0 | 9018.45 | 585.5895 | 9018.45 | 0 | 0 | 0 | 0
2022121817 | 1 | 0.55048 | 55048 | 0.53531 | 27836.12 | 0.08797 | 7829.33 | 1 | 5000 | 27836.12 | 7829.33 | 0 | 0 | 0 | 0 | 14382.55 | 0 | 585.5895 | 0 | 0 | 0 | 13796.9605
2022121818 | 1 | 0.58046 | 58046 | 0.53681 | 27914.12 | 0.01275 | 1134.75 | 1 | 5000 | 27914.12 | 1134.75 | 0 | 0 | 0 | 0 | 23997.13 | 0 | 0 | 0 | 0 | 0 | 23997.13
2022121819 | 1 | 0.59982 | 59982 | 0.55356 | 28785.12 | 0 | 0 | 1 | 5000 | 28785.12 | 0 | 0 | 0 | 0 | 0 | 26196.88 | 0 | 0 | 0 | 0 | 0 | 26196.88
2022121820 | 1 | 0.5992 | 59920 | 0.57474 | 29886.48 | 0 | 0 | 1 | 5000 | 29886.48 | 0 | 0 | 0 | 0 | 0 | 25033.52 | 0 | 0 | 0 | 0 | 0 | 25033.52
2022121821 | 1 | 0.59411 | 59411 | 0.57463 | 29880.76 | 0 | 0 | 1 | 5000 | 29880.76 | 0 | 0 | 0 | 0 | 0 | 24530.24 | 0 | 0 | 0 | 0 | 0 | 24530.24
2022121822 | 1 | 0.58228 | 58228 | 0.56458 | 29358.16 | 0 | 0 | 1 | 5000 | 29358.16 | 0 | 0 | 0 | 0 | 0 | 23869.84 | 0 | 0 | 0 | 0 | 0 | 23869.84
2022121823 | 1 | 0.55994 | 55994 | 0.55801 | 29016.52 | 0 | 0 | 1 | 5000 | 29016.52 | 0 | 0 | 0 | 0 | 0 | 21977.48 | 0 | 0 | 0 | 0 | 0 | 21977.48
2022121824 | 1 | 0.536 | 53600 | 0.54518 | 28349.36 | 0 | 0 | 1 | 5000 | 28349.36 | 0 | 0 | 0 | 0 | 0 | 20250.64 | 0 | 0 | 0 | 0 | 0 | 20250.64
2022121901 | 2 | 0.51766 | 51766 | 0.54321 | 28246.92 | 0 | 0 | 1 | 5000 | 28246.92 | 0 | 0 | 0 | 0 | 0 | 18519.08 | 0 | 0 | 0 | 0 | 0 | 18519.08
2022121902 | 2 | 0.50731 | 50731 | 0.54575 | 28379 | 0 | 0 | 1 | 5000 | 28379 | 0 | 0 | 0 | 0 | 0 | 17352 | 0 | 0 | 0 | 0 | 0 | 17352
2022121903 | 2 | 0.50233 | 50233 | 0.54075 | 28119 | 0 | 0 | 1 | 5000 | 28119 | 0 | 0 | 0 | 0 | 0 | 17114 | 0 | 0 | 0 | 0 | 0 | 17114
2022121904 | 2 | 0.50399 | 50399 | 0.52926 | 27521.52 | 0 | 0 | 1 | 5000 | 27521.52 | 0 | 0 | 0 | 0 | 0 | 17877.48 | 0 | 0 | 0 | 0 | 0 | 17877.48
2022121905 | 2 | 0.51675 | 51675 | 0.52043 | 27062.36 | 0 | 0 | 1 | 5000 | 27062.36 | 0 | 0 | 0 | 0 | 0 | 19612.64 | 0 | 0 | 0 | 0 | 0 | 19612.64
2022121906 | 2 | 0.54106 | 54106 | 0.50485 | 26252.2 | 0 | 0 | 1 | 5000 | 26252.2 | 0 | 0 | 0 | 0 | 0 | 22853.8 | 0 | 0 | 0 | 0 | 0 | 22853.8
2022121907 | 2 | 0.57502 | 57502 | 0.47576 | 24739.52 | 0 | 0 | 1 | 5000 | 24739.52 | 0 | 0 | 0 | 0 | 0 | 27762.48 | 0 | 0 | 0 | 0 | 0 | 27762.48
2022121908 | 2 | 0.60103 | 60103 | 0.42953 | 22335.56 | 0.00113 | 100.57 | 1 | 5000 | 22335.56 | 100.57 | 0 | 0 | 0 | 0 | 32666.87 | 0 | 0 | 0 | 0 | 0 | 32666.87
2022121909 | 2 | 0.61557 | 61557 | 0.38544 | 20042.88 | 0.11788 | 10491.32 | 1 | 5000 | 20042.88 | 10491.32 | 0 | 0 | 0 | 0 | 26022.8 | 0 | 0 | 0 | 0 | 0 | 26022.8
2022121910 | 2 | 0.62811 | 62811 | 0.3414 | 17752.8 | 0.3327 | 29610.3 | 1 | 5000 | 17752.8 | 29610.3 | 0 | 0 | 0 | 0 | 10447.9 | 0 | 0 | 0 | 0 | 0 | 10447.9
2022121911 | 2 | 0.63268 | 63268 | 0.3274 | 17024.8 | 0.38501 | 34265.89 | 1 | 5000 | 17024.8 | 34265.89 | 0 | 0 | 0 | 0 | 6977.31 | 0 | 0 | 0 | 0 | 0 | 6977.31
2022121912 | 2 | 0.63086 | 63086 | 0.29591 | 15387.32 | 0.38674 | 34419.86 | 1 | 5000 | 15387.32 | 34419.86 | 0 | 0 | 0 | 0 | 8278.82 | 0 | 0 | 0 | 0 | 0 | 8278.82
2022121913 | 2 | 0.62462 | 62462 | 0.27535 | 14318.2 | 0.3902 | 34727.8 | 1 | 5000 | 14318.2 | 34727.8 | 0 | 0 | 0 | 0 | 8416 | 0 | 0 | 0 | 0 | 0 | 8416
2022121914 | 2 | 0.61818 | 61818 | 0.26503 | 13781.56 | 0.40701 | 36223.89 | 1 | 5000 | 13781.56 | 36223.89 | 0 | 0 | 0 | 0 | 6812.55 | 0 | 0 | 0 | 0 | 0 | 6812.55
2022121915 | 2 | 0.61231 | 61231 | 0.24973 | 12985.96 | 0.4162 | 37041.8 | 1 | 5000 | 12985.96 | 37041.8 | 0 | 0 | 0 | 0 | 6203.24 | 0 | 0 | 0 | 0 | 0 | 6203.24
2022121916 | 2 | 0.61132 | 61132 | 0.24523 | 12751.96 | 0.40303 | 35869.67 | 1 | 5000 | 12751.96 | 35869.67 | 0 | 0 | 0 | 0 | 7510.37 | 0 | 0 | 0 | 0 | 0 | 7510.37
2022121917 | 2 | 0.61476 | 61476 | 0.23114 | 12019.28 | 0.2703 | 24056.7 | 1 | 5000 | 12019.28 | 24056.7 | 0 | 0 | 0 | 0 | 20400.02 | 0 | 0 | 0 | 0 | 0 | 20400.02
2022121918 | 2 | 0.63132 | 63132 | 0.20711 | 10769.72 | 0.03419 | 3042.91 | 1 | 5000 | 10769.72 | 3042.91 | 0 | 0 | 0 | 0 | 44319.37 | 0 | 0 | 0 | 0 | 0 | 44319.37
2022121919 | 2 | 0.64309 | 64309 | 0.24622 | 12803.44 | 0 | 0 | 1 | 5000 | 12803.44 | 0 | 0 | 0 | 0 | 0 | 46505.56 | 0 | 0 | 0 | 0 | 0 | 46505.56
2022121920 | 2 | 0.63685 | 63685 | 0.26629 | 13847.08 | 0 | 0 | 1 | 5000 | 13847.08 | 0 | 0 | 0 | 0 | 0 | 44837.92 | 0 | 0 | 0 | 0 | 0 | 44837.92
2022121921 | 2 | 0.62651 | 62651 | 0.26689 | 13878.28 | 0 | 0 | 1 | 5000 | 13878.28 | 0 | 0 | 0 | 0 | 0 | 43772.72 | 0 | 0 | 0 | 0 | 0 | 43772.72
2022121922 | 2 | 0.6088 | 60880 | 0.26244 | 13646.88 | 0 | 0 | 1 | 5000 | 13646.88 | 0 | 0 | 0 | 0 | 0 | 42233.12 | 0 | 0 | 0 | 0 | 0 | 42233.12
2022121923 | 2 | 0.5811 | 58110 | 0.27812 | 14462.24 | 0 | 0 | 1 | 5000 | 14462.24 | 0 | 0 | 0 | 0 | 0 | 38647.76 | 0 | 0 | 0 | 0 | 0 | 38647.76
2022121924 | 2 | 0.55602 | 55602 | 0.29123 | 15143.96 | 0 | 0 | 1 | 5000 | 15143.96 | 0 | 0 | 0 | 0 | 0 | 35458.04 | 0 | 0 | 0 | 0 | 0 | 35458.04
2022122001 | 3 | 0.53509 | 53509 | 0.31765 | 16517.8 | 0 | 0 | 1 | 5000 | 16517.8 | 0 | 0 | 0 | 0 | 0 | 31991.2 | 0 | 0 | 0 | 0 | 0 | 31991.2
2022122002 | 3 | 0.52437 | 52437 | 0.32214 | 16751.28 | 0 | 0 | 1 | 5000 | 16751.28 | 0 | 0 | 0 | 0 | 0 | 30685.72 | 0 | 0 | 0 | 0 | 0 | 30685.72
2022122003 | 3 | 0.51745 | 51745 | 0.33168 | 17247.36 | 0 | 0 | 1 | 5000 | 17247.36 | 0 | 0 | 0 | 0 | 0 | 29497.64 | 0 | 0 | 0 | 0 | 0 | 29497.64
2022122004 | 3 | 0.51475 | 51475 | 0.35795 | 18613.4 | 0 | 0 | 1 | 5000 | 18613.4 | 0 | 0 | 0 | 0 | 0 | 27861.6 | 0 | 0 | 0 | 0 | 0 | 27861.6
2022122005 | 3 | 0.52778 | 52778 | 0.3776 | 19635.2 | 0 | 0 | 1 | 5000 | 19635.2 | 0 | 0 | 0 | 0 | 0 | 28142.8 | 0 | 0 | 0 | 0 | 0 | 28142.8
2022122006 | 3 | 0.5548 | 55480 | 0.3834 | 19936.8 | 0 | 0 | 1 | 5000 | 19936.8 | 0 | 0 | 0 | 0 | 0 | 30543.2 | 0 | 0 | 0 | 0 | 0 | 30543.2
2022122007 | 3 | 0.58936 | 58936 | 0.37364 | 19429.28 | 0 | 0 | 1 | 5000 | 19429.28 | 0 | 0 | 0 | 0 | 0 | 34506.72 | 0 | 0 | 0 | 0 | 0 | 34506.72
2022122008 | 3 | 0.61198 | 61198 | 0.34558 | 17970.16 | 0.00204 | 181.56 | 1 | 5000 | 17970.16 | 181.56 | 0 | 0 | 0 | 0 | 38046.28 | 0 | 0 | 0 | 0 | 0 | 38046.28
2022122009 | 3 | 0.62079 | 62079 | 0.29276 | 15223.52 | 0.13419 | 11942.91 | 1 | 5000 | 15223.52 | 11942.91 | 0 | 0 | 0 | 0 | 29912.57 | 0 | 0 | 0 | 0 | 0 | 29912.57
2022122010 | 3 | 0.62172 | 62172 | 0.22784 | 11847.68 | 0.34666 | 30852.74 | 1 | 5000 | 11847.68 | 30852.74 | 0 | 0 | 0 | 0 | 14471.58 | 0 | 0 | 0 | 0 | 0 | 14471.58
2022122011 | 3 | 0.61241 | 61241 | 0.17935 | 9326.2 | 0.39859 | 35474.51 | 1 | 5000 | 9326.2 | 35474.51 | 0 | 0 | 0 | 0 | 11440.29 | 0 | 0 | 0 | 0 | 0 | 11440.29
2022122012 | 3 | 0.60178 | 60178 | 0.14556 | 7569.12 | 0.41916 | 37305.24 | 1 | 5000 | 7569.12 | 37305.24 | 0 | 0 | 0 | 0 | 10303.64 | 0 | 0 | 0 | 0 | 0 | 10303.64
2022122013 | 3 | 0.58799 | 58799 | 0.1293 | 6723.6 | 0.42448 | 37778.72 | 1 | 5000 | 6723.6 | 37778.72 | 0 | 0 | 0 | 0 | 9296.68 | 0 | 0 | 0 | 0 | 0 | 9296.68
2022122014 | 3 | 0.57865 | 57865 | 0.12221 | 6354.92 | 0.42983 | 38254.87 | 1 | 5000 | 6354.92 | 38254.87 | 0 | 0 | 0 | 0 | 8255.21 | 0 | 0 | 0 | 0 | 0 | 8255.21
2022122015 | 3 | 0.57168 | 57168 | 0.11779 | 6125.08 | 0.43104 | 38362.56 | 1 | 5000 | 6125.08 | 38362.56 | 0 | 0 | 0 | 0 | 7680.36 | 0 | 0 | 0 | 0 | 0 | 7680.36
2022122016 | 3 | 0.56818 | 56818 | 0.11535 | 5998.2 | 0.37956 | 33780.84 | 1 | 5000 | 5998.2 | 33780.84 | 0 | 0 | 0 | 0 | 12038.96 | 0 | 0 | 0 | 0 | 0 | 12038.96
2022122017 | 3 | 0.57425 | 57425 | 0.11675 | 6071 | 0.19514 | 17367.46 | 1 | 5000 | 6071 | 17367.46 | 0 | 0 | 0 | 0 | 28986.54 | 0 | 0 | 0 | 0 | 0 | 28986.54
2022122018 | 3 | 0.59985 | 59985 | 0.12429 | 6463.08 | 0.01917 | 1706.13 | 1 | 5000 | 6463.08 | 1706.13 | 0 | 0 | 0 | 0 | 46815.79 | 0 | 0 | 0 | 0 | 0 | 46815.79
2022122019 | 3 | 0.62329 | 62329 | 0.15418 | 8017.36 | 0 | 0 | 1 | 5000 | 8017.36 | 0 | 0 | 0 | 0 | 0 | 49311.64 | 0 | 0 | 0 | 0 | 0 | 49311.64
2022122020 | 3 | 0.62786 | 62786 | 0.16361 | 8507.72 | 0 | 0 | 1 | 5000 | 8507.72 | 0 | 0 | 0 | 0 | 0 | 49278.28 | 0 | 0 | 0 | 0 | 0 | 49278.28
2022122021 | 3 | 0.62415 | 62415 | 0.15861 | 8247.72 | 0 | 0 | 1 | 5000 | 8247.72 | 0 | 0 | 0 | 0 | 0 | 49167.28 | 0 | 0 | 0 | 0 | 0 | 49167.28
2022122022 | 3 | 0.61689 | 61689 | 0.15641 | 8133.32 | 0 | 0 | 1 | 5000 | 8133.32 | 0 | 0 | 0 | 0 | 0 | 48555.68 | 0 | 0 | 0 | 0 | 0 | 48555.68
2022122023 | 3 | 0.5985 | 59850 | 0.14774 | 7682.48 | 0 | 0 | 1 | 5000 | 7682.48 | 0 | 0 | 0 | 0 | 0 | 47167.52 | 0 | 0 | 0 | 0 | 0 | 47167.52
2022122024 | 3 | 0.57937 | 57937 | 0.14766 | 7678.32 | 0 | 0 | 1 | 5000 | 7678.32 | 0 | 0 | 0 | 0 | 0 | 45258.68 | 0 | 0 | 0 | 0 | 0 | 45258.68
2022122101 | 4 | 0.56491 | 56491 | 0.15554 | 8088.08 | 0 | 0 | 1 | 5000 | 8088.08 | 0 | 0 | 0 | 0 | 0 | 43402.92 | 0 | 0 | 0 | 0 | 0 | 43402.92
2022122102 | 4 | 0.56024 | 56024 | 0.16911 | 8793.72 | 0 | 0 | 1 | 5000 | 8793.72 | 0 | 0 | 0 | 0 | 0 | 42230.28 | 0 | 0 | 0 | 0 | 0 | 42230.28
2022122103 | 4 | 0.56017 | 56017 | 0.17738 | 9223.76 | 0 | 0 | 1 | 5000 | 9223.76 | 0 | 0 | 0 | 0 | 0 | 41793.24 | 0 | 0 | 0 | 0 | 0 | 41793.24
2022122104 | 4 | 0.56771 | 56771 | 0.17937 | 9327.24 | 0 | 0 | 1 | 5000 | 9327.24 | 0 | 0 | 0 | 0 | 0 | 42443.76 | 0 | 0 | 0 | 0 | 0 | 42443.76
2022122105 | 4 | 0.58597 | 58597 | 0.17653 | 9179.56 | 0 | 0 | 1 | 5000 | 9179.56 | 0 | 0 | 0 | 0 | 0 | 44417.44 | 0 | 0 | 0 | 0 | 0 | 44417.44
2022122106 | 4 | 0.6158 | 61580 | 0.19613 | 10198.76 | 0 | 0 | 1 | 5000 | 10198.76 | 0 | 0 | 0 | 0 | 0 | 46381.24 | 0 | 0 | 0 | 0 | 0 | 46381.24
2022122107 | 4 | 0.6566 | 65660 | 0.20887 | 10861.24 | 0 | 0 | 1 | 5000 | 10861.24 | 0 | 0 | 0 | 0 | 0 | 49798.76 | 0 | 0 | 0 | 0 | 0 | 49798.76
2022122108 | 4 | 0.67705 | 67705 | 0.21953 | 11415.56 | 0.00594 | 528.66 | 1 | 5000 | 11415.56 | 528.66 | 0 | 0 | 0 | 0 | 50760.78 | 0 | 0 | 0 | 0 | 0 | 50760.78
2022122109 | 4 | 0.6781 | 67810 | 0.23207 | 12067.64 | 0.06727 | 5987.03 | 1 | 5000 | 12067.64 | 5987.03 | 0 | 0 | 0 | 0 | 44755.33 | 0 | 0 | 0 | 0 | 0 | 44755.33
2022122110 | 4 | 0.67245 | 67245 | 0.26876 | 13975.52 | 0.14769 | 13144.41 | 1 | 5000 | 13975.52 | 13144.41 | 0 | 0 | 0 | 0 | 35125.07 | 0 | 0 | 0 | 0 | 0 | 35125.07
2022122111 | 4 | 0.65223 | 65223 | 0.28468 | 14803.36 | 0.25266 | 22486.74 | 1 | 5000 | 14803.36 | 22486.74 | 0 | 0 | 0 | 0 | 22932.9 | 0 | 0 | 0 | 0 | 0 | 22932.9
2022122112 | 4 | 0.62993 | 62993 | 0.30905 | 16070.6 | 0.36486 | 32472.54 | 1 | 5000 | 16070.6 | 32472.54 | 0 | 0 | 0 | 0 | 9449.86 | 0 | 0 | 0 | 0 | 0 | 9449.86
2022122113 | 4 | 0.61215 | 61215 | 0.36402 | 18929.04 | 0.39806 | 35427.34 | 1 | 5000 | 18929.04 | 35427.34 | 0 | 0 | 0 | 0 | 1858.62 | 0 | 0 | 0 | 0 | 0 | 1858.62
2022122114 | 4 | 0.59742 | 59742 | 0.37587 | 19545.24 | 0.41798 | 37200.22 | 1 | 5000 | 19545.24 | 35196.76 | 0 | 0 | 2003.46 | 2003.46 | 0 | 1702.941 | 0 | 0 | 0 | 1702.941 | 0
2022122115 | 4 | 0.58498 | 58498 | 0.36906 | 19191.12 | 0.44065 | 39217.85 | 1 | 5000 | 19191.12 | 34306.88 | 0 | 0 | 4910.97 | 4910.97 | 0 | 5877.2655 | 0 | 0 | 0 | 4174.3245 | 0
2022122116 | 4 | 0.58202 | 58202 | 0.36491 | 18975.32 | 0.44976 | 40028.64 | 1 | 5000 | 18975.32 | 34226.68 | 0 | 0 | 5801.96 | 5801.96 | 0 | 10808.9315 | 0 | 0 | 0 | 4931.666 | 0
2022122117 | 4 | 0.5874 | 58740 | 0.35355 | 18384.6 | 0.29597 | 26341.33 | 1 | 5000 | 18384.6 | 26341.33 | 0 | 0 | 0 | 0 | 9014.07 | 1794.8615 | 9014.07 | 0 | 0 | 0 | 0
2022122118 | 4 | 0.61272 | 61272 | 0.34582 | 17982.64 | 0.04233 | 3767.37 | 1 | 5000 | 17982.64 | 3767.37 | 0 | 0 | 0 | 0 | 34521.99 | 0 | 1794.8615 | 0 | 0 | 0 | 32727.1285
2022122119 | 4 | 0.63943 | 63943 | 0.41473 | 21565.96 | 0 | 0 | 1 | 5000 | 21565.96 | 0 | 0 | 0 | 0 | 0 | 37377.04 | 0 | 0 | 0 | 0 | 0 | 37377.04
2022122120 | 4 | 0.64257 | 64257 | 0.49356 | 25665.12 | 0 | 0 | 1 | 5000 | 25665.12 | 0 | 0 | 0 | 0 | 0 | 33591.88 | 0 | 0 | 0 | 0 | 0 | 33591.88
2022122121 | 4 | 0.64628 | 64628 | 0.54658 | 28422.16 | 0 | 0 | 1 | 5000 | 28422.16 | 0 | 0 | 0 | 0 | 0 | 31205.84 | 0 | 0 | 0 | 0 | 0 | 31205.84
2022122122 | 4 | 0.63963 | 63963 | 0.56196 | 29221.92 | 0 | 0 | 1 | 5000 | 29221.92 | 0 | 0 | 0 | 0 | 0 | 29741.08 | 0 | 0 | 0 | 0 | 0 | 29741.08
2022122123 | 4 | 0.62334 | 62334 | 0.56043 | 29142.36 | 0 | 0 | 1 | 5000 | 29142.36 | 0 | 0 | 0 | 0 | 0 | 28191.64 | 0 | 0 | 0 | 0 | 0 | 28191.64
2022122124 | 4 | 0.60168 | 60168 | 0.55978 | 29108.56 | 0 | 0 | 1 | 5000 | 29108.56 | 0 | 0 | 0 | 0 | 0 | 26059.44 | 0 | 0 | 0 | 0 | 0 | 26059.44
2022122201 | 5 | 0.58339 | 58339 | 0.55202 | 28705.04 | 0 | 0 | 1 | 5000 | 28705.04 | 0 | 0 | 0 | 0 | 0 | 24633.96 | 0 | 0 | 0 | 0 | 0 | 24633.96
2022122202 | 5 | 0.57197 | 57197 | 0.54293 | 28232.36 | 0 | 0 | 1 | 5000 | 28232.36 | 0 | 0 | 0 | 0 | 0 | 23964.64 | 0 | 0 | 0 | 0 | 0 | 23964.64
2022122203 | 5 | 0.56247 | 56247 | 0.52857 | 27485.64 | 0 | 0 | 1 | 5000 | 27485.64 | 0 | 0 | 0 | 0 | 0 | 23761.36 | 0 | 0 | 0 | 0 | 0 | 23761.36
2022122204 | 5 | 0.55786 | 55786 | 0.52237 | 27163.24 | 0 | 0 | 1 | 5000 | 27163.24 | 0 | 0 | 0 | 0 | 0 | 23622.76 | 0 | 0 | 0 | 0 | 0 | 23622.76
2022122205 | 5 | 0.56382 | 56382 | 0.52367 | 27230.84 | 0 | 0 | 1 | 5000 | 27230.84 | 0 | 0 | 0 | 0 | 0 | 24151.16 | 0 | 0 | 0 | 0 | 0 | 24151.16
2022122206 | 5 | 0.58285 | 58285 | 0.50851 | 26442.52 | 0 | 0 | 1 | 5000 | 26442.52 | 0 | 0 | 0 | 0 | 0 | 26842.48 | 0 | 0 | 0 | 0 | 0 | 26842.48
2022122207 | 5 | 0.61057 | 61057 | 0.52079 | 27081.08 | 0 | 0 | 1 | 5000 | 27081.08 | 0 | 0 | 0 | 0 | 0 | 28975.92 | 0 | 0 | 0 | 0 | 0 | 28975.92
2022122208 | 5 | 0.6322 | 63220 | 0.53565 | 27853.8 | 0.00322 | 286.58 | 1 | 5000 | 27853.8 | 286.58 | 0 | 0 | 0 | 0 | 30079.62 | 0 | 0 | 0 | 0 | 0 | 30079.62
2022122209 | 5 | 0.65211 | 65211 | 0.52153 | 27119.56 | 0.10539 | 9379.71 | 1 | 5000 | 27119.56 | 9379.71 | 0 | 0 | 0 | 0 | 23711.73 | 0 | 0 | 0 | 0 | 0 | 23711.73
2022122210 | 5 | 0.67689 | 67689 | 0.54518 | 28349.36 | 0.14201 | 12638.89 | 1 | 5000 | 28349.36 | 12638.89 | 0 | 0 | 0 | 0 | 21700.75 | 0 | 0 | 0 | 0 | 0 | 21700.75
2022122211 | 5 | 0.69448 | 69448 | 0.56366 | 29310.32 | 0.16812 | 14962.68 | 1 | 5000 | 29310.32 | 14962.68 | 0 | 0 | 0 | 0 | 20175 | 0 | 0 | 0 | 0 | 0 | 20175
2022122212 | 5 | 0.70736 | 70736 | 0.55318 | 28765.36 | 0.22327 | 19871.03 | 1 | 5000 | 28765.36 | 19871.03 | 0 | 0 | 0 | 0 | 17099.61 | 0 | 0 | 0 | 0 | 0 | 17099.61
2022122213 | 5 | 0.71702 | 71702 | 0.54778 | 28484.56 | 0.21909 | 19499.01 | 1 | 5000 | 28484.56 | 19499.01 | 0 | 0 | 0 | 0 | 18718.43 | 0 | 0 | 0 | 0 | 0 | 18718.43
2022122214 | 5 | 0.73091 | 73091 | 0.55235 | 28722.2 | 0.19436 | 17298.04 | 1 | 5000 | 28722.2 | 17298.04 | 0 | 0 | 0 | 0 | 22070.76 | 0 | 0 | 0 | 0 | 0 | 22070.76
2022122215 | 5 | 0.74345 | 74345 | 0.55021 | 28610.92 | 0.19359 | 17229.51 | 1 | 5000 | 28610.92 | 17229.51 | 0 | 0 | 0 | 0 | 23504.57 | 0 | 0 | 0 | 0 | 0 | 23504.57
2022122216 | 5 | 0.76065 | 76065 | 0.56093 | 29168.36 | 0.18755 | 16691.95 | 1 | 5000 | 29168.36 | 16691.95 | 0 | 0 | 0 | 0 | 25204.69 | 0 | 0 | 0 | 0 | 0 | 25204.69
2022122217 | 5 | 0.78548 | 78548 | 0.60024 | 31212.48 | 0.12524 | 11146.36 | 1 | 5000 | 31212.48 | 11146.36 | 0 | 0 | 0 | 0 | 31189.16 | 0 | 0 | 0 | 0 | 0 | 31189.16
2022122218 | 5 | 0.83785 | 83785 | 0.6532 | 33966.4 | 0.01821 | 1620.69 | 1 | 5000 | 33966.4 | 1620.69 | 0 | 0 | 0 | 0 | 43197.91 | 0 | 0 | 0 | 0 | 0 | 43197.91
2022122219 | 5 | 0.88285 | 88285 | 0.66483 | 34571.16 | 0 | 0 | 1 | 5000 | 34571.16 | 0 | 0 | 0 | 0 | 0 | 48713.84 | 0 | 0 | 0 | 0 | 0 | 48713.84
2022122220 | 5 | 0.90326 | 90326 | 0.65158 | 33882.16 | 0 | 0 | 1 | 5000 | 33882.16 | 0 | 0 | 0 | 0 | 0 | 51443.84 | 0 | 0 | 0 | 0 | 0 | 51443.84
2022122221 | 5 | 0.91795 | 91795 | 0.64341 | 33457.32 | 0 | 0 | 1 | 5000 | 33457.32 | 0 | 0 | 0 | 0 | 0 | 53337.68 | 0 | 0 | 0 | 0 | 0 | 53337.68
2022122222 | 5 | 0.92266 | 92266 | 0.63087 | 32805.24 | 0 | 0 | 1 | 5000 | 32805.24 | 0 | 0 | 0 | 0 | 0 | 54460.76 | 0 | 0 | 0 | 0 | 0 | 54460.76
2022122223 | 5 | 0.91159 | 91159 | 0.61135 | 31790.2 | 0 | 0 | 1 | 5000 | 31790.2 | 0 | 0 | 0 | 0 | 0 | 54368.8 | 0 | 0 | 0 | 0 | 0 | 54368.8
2022122224 | 5 | 0.89802 | 89802 | 0.58189 | 30258.28 | 0 | 0 | 1 | 5000 | 30258.28 | 0 | 0 | 0 | 0 | 0 | 54543.72 | 0 | 0 | 0 | 0 | 0 | 54543.72
2022122301 | 6 | 0.889 | 88900 | 0.53966 | 28062.32 | 0 | 0 | 1 | 5000 | 28062.32 | 0 | 0 | 0 | 0 | 0 | 55837.68 | 0 | 0 | 0 | 0 | 0 | 55837.68
2022122302 | 6 | 0.88335 | 88335 | 0.4872 | 25334.4 | 0 | 0 | 1 | 5000 | 25334.4 | 0 | 0 | 0 | 0 | 0 | 58000.6 | 0 | 0 | 0 | 0 | 0 | 58000.6
2022122303 | 6 | 0.87904 | 87904 | 0.44825 | 23309 | 0 | 0 | 1 | 5000 | 23309 | 0 | 0 | 0 | 0 | 0 | 59595 | 0 | 0 | 0 | 0 | 0 | 59595
2022122304 | 6 | 0.88116 | 88116 | 0.41718 | 21693.36 | 0 | 0 | 1 | 5000 | 21693.36 | 0 | 0 | 0 | 0 | 0 | 61422.64 | 0 | 0 | 0 | 0 | 0 | 61422.64
2022122305 | 6 | 0.88786 | 88786 | 0.40525 | 21073 | 0 | 0 | 1 | 5000 | 21073 | 0 | 0 | 0 | 0 | 0 | 62713 | 0 | 0 | 0 | 0 | 0 | 62713
2022122306 | 6 | 0.89945 | 89945 | 0.38485 | 20012.2 | 0 | 0 | 1 | 5000 | 20012.2 | 0 | 0 | 0 | 0 | 0 | 64932.8 | 0 | 0 | 0 | 0 | 0 | 64932.8
2022122307 | 6 | 0.91481 | 91481 | 0.36202 | 18825.04 | 0 | 0 | 1 | 5000 | 18825.04 | 0 | 0 | 0 | 0 | 0 | 67655.96 | 0 | 0 | 0 | 0 | 0 | 67655.96
2022122308 | 6 | 0.92667 | 92667 | 0.32533 | 16917.16 | 0.01136 | 1011.04 | 1 | 5000 | 16917.16 | 1011.04 | 0 | 0 | 0 | 0 | 69738.8 | 0 | 0 | 0 | 0 | 0 | 69738.8
2022122309 | 6 | 0.92578 | 92578 | 0.27958 | 14538.16 | 0.16697 | 14860.33 | 1 | 5000 | 14538.16 | 14860.33 | 0 | 0 | 0 | 0 | 58179.51 | 0 | 0 | 0 | 0 | 0 | 58179.51
2022122310 | 6 | 0.92283 | 92283 | 0.28332 | 14732.64 | 0.4456 | 39658.4 | 1 | 5000 | 14732.64 | 39658.4 | 0 | 0 | 0 | 0 | 32891.96 | 0 | 0 | 0 | 0 | 0 | 32891.96
2022122311 | 6 | 0.90423 | 90423 | 0.27317 | 14204.84 | 0.52716 | 46917.24 | 1 | 5000 | 14204.84 | 46917.24 | 0 | 0 | 0 | 0 | 24300.92 | 0 | 0 | 0 | 0 | 0 | 24300.92
2022122312 | 6 | 0.87661 | 87661 | 0.25638 | 13331.76 | 0.52841 | 47028.49 | 1 | 5000 | 13331.76 | 47028.49 | 0 | 0 | 0 | 0 | 22300.75 | 0 | 0 | 0 | 0 | 0 | 22300.75
2022122313 | 6 | 0.84466 | 84466 | 0.23875 | 12415 | 0.53703 | 47795.67 | 1 | 5000 | 12415 | 47795.67 | 0 | 0 | 0 | 0 | 19255.33 | 0 | 0 | 0 | 0 | 0 | 19255.33
2022122314 | 6 | 0.82039 | 82039 | 0.22862 | 11888.24 | 0.53791 | 47873.99 | 1 | 5000 | 11888.24 | 47873.99 | 0 | 0 | 0 | 0 | 17276.77 | 0 | 0 | 0 | 0 | 0 | 17276.77
2022122315 | 6 | 0.79951 | 79951 | 0.19959 | 10378.68 | 0.51877 | 46170.53 | 1 | 5000 | 10378.68 | 46170.53 | 0 | 0 | 0 | 0 | 18401.79 | 0 | 0 | 0 | 0 | 0 | 18401.79
2022122316 | 6 | 0.79419 | 79419 | 0.17766 | 9238.32 | 0.50683 | 45107.87 | 1 | 5000 | 9238.32 | 45107.87 | 0 | 0 | 0 | 0 | 20072.81 | 0 | 0 | 0 | 0 | 0 | 20072.81
2022122317 | 6 | 0.80538 | 80538 | 0.1592 | 8278.4 | 0.27447 | 24427.83 | 1 | 5000 | 8278.4 | 24427.83 | 0 | 0 | 0 | 0 | 42831.77 | 0 | 0 | 0 | 0 | 0 | 42831.77
2022122318 | 6 | 0.83408 | 83408 | 0.12615 | 6559.8 | 0.03244 | 2887.16 | 1 | 5000 | 6559.8 | 2887.16 | 0 | 0 | 0 | 0 | 68961.04 | 0 | 0 | 0 | 0 | 0 | 68961.04
2022122319 | 6 | 0.85116 | 85116 | 0.09739 | 5064.28 | 0 | 0 | 1 | 5000 | 5064.28 | 0 | 0 | 0 | 0 | 0 | 75051.72 | 0 | 0 | 0 | 0 | 0 | 75051.72
2022122320 | 6 | 0.85155 | 85155 | 0.08366 | 4350.32 | 0 | 0 | 1 | 5000 | 4350.32 | 0 | 0 | 0 | 0 | 0 | 75804.68 | 0 | 0 | 0 | 0 | 0 | 75804.68
2022122321 | 6 | 0.8499 | 84990 | 0.07454 | 3876.08 | 0 | 0 | 1 | 5000 | 3876.08 | 0 | 0 | 0 | 0 | 0 | 76113.92 | 0 | 0 | 0 | 0 | 0 | 76113.92
2022122322 | 6 | 0.8434 | 84340 | 0.07309 | 3800.68 | 0 | 0 | 1 | 5000 | 3800.68 | 0 | 0 | 0 | 0 | 0 | 75539.32 | 0 | 0 | 0 | 0 | 0 | 75539.32
2022122323 | 6 | 0.83046 | 83046 | 0.07103 | 3693.56 | 0 | 0 | 1 | 5000 | 3693.56 | 0 | 0 | 0 | 0 | 0 | 74352.44 | 0 | 0 | 0 | 0 | 0 | 74352.44
2022122324 | 6 | 0.81157 | 81157 | 0.07502 | 3901.04 | 0 | 0 | 1 | 5000 | 3901.04 | 0 | 0 | 0 | 0 | 0 | 72255.96 | 0 | 0 | 0 | 0 | 0 | 72255.96
2022122401 | 7 | 0.79473 | 79473 | 0.09238 | 4803.76 | 0 | 0 | 1 | 5000 | 4803.76 | 0 | 0 | 0 | 0 | 0 | 69669.24 | 0 | 0 | 0 | 0 | 0 | 69669.24
2022122402 | 7 | 0.78702 | 78702 | 0.11314 | 5883.28 | 0 | 0 | 1 | 5000 | 5883.28 | 0 | 0 | 0 | 0 | 0 | 67818.72 | 0 | 0 | 0 | 0 | 0 | 67818.72
2022122403 | 7 | 0.78413 | 78413 | 0.11989 | 6234.28 | 0 | 0 | 1 | 5000 | 6234.28 | 0 | 0 | 0 | 0 | 0 | 67178.72 | 0 | 0 | 0 | 0 | 0 | 67178.72
2022122404 | 7 | 0.78507 | 78507 | 0.12419 | 6457.88 | 0 | 0 | 1 | 5000 | 6457.88 | 0 | 0 | 0 | 0 | 0 | 67049.12 | 0 | 0 | 0 | 0 | 0 | 67049.12
2022122405 | 7 | 0.78874 | 78874 | 0.12949 | 6733.48 | 0 | 0 | 1 | 5000 | 6733.48 | 0 | 0 | 0 | 0 | 0 | 67140.52 | 0 | 0 | 0 | 0 | 0 | 67140.52
2022122406 | 7 | 0.79598 | 79598 | 0.12653 | 6579.56 | 0 | 0 | 1 | 5000 | 6579.56 | 0 | 0 | 0 | 0 | 0 | 68018.44 | 0 | 0 | 0 | 0 | 0 | 68018.44
2022122407 | 7 | 0.80939 | 80939 | 0.13007 | 6763.64 | 0 | 0 | 1 | 5000 | 6763.64 | 0 | 0 | 0 | 0 | 0 | 69175.36 | 0 | 0 | 0 | 0 | 0 | 69175.36
2022122408 | 7 | 0.82158 | 82158 | 0.13397 | 6966.44 | 0.00893 | 794.77 | 1 | 5000 | 6966.44 | 794.77 | 0 | 0 | 0 | 0 | 69396.79 | 0 | 0 | 0 | 0 | 0 | 69396.79
2022122409 | 7 | 0.81711 | 81711 | 0.13293 | 6912.36 | 0.22532 | 20053.48 | 1 | 5000 | 6912.36 | 20053.48 | 0 | 0 | 0 | 0 | 49745.16 | 0 | 0 | 0 | 0 | 0 | 49745.16
2022122410 | 7 | 0.80075 | 80075 | 0.12139 | 6312.28 | 0.53049 | 47213.61 | 1 | 5000 | 6312.28 | 47213.61 | 0 | 0 | 0 | 0 | 21549.11 | 0 | 0 | 0 | 0 | 0 | 21549.11
2022122411 | 7 | 0.76943 | 76943 | 0.13085 | 6804.2 | 0.60453 | 53803.17 | 1 | 5000 | 6804.2 | 53803.17 | 0 | 0 | 0 | 0 | 11335.63 | 0 | 0 | 0 | 0 | 0 | 11335.63
2022122412 | 7 | 0.73272 | 73272 | 0.12916 | 6716.32 | 0.59563 | 53011.07 | 1 | 5000 | 6716.32 | 53011.07 | 0 | 0 | 0 | 0 | 8544.61 | 0 | 0 | 0 | 0 | 0 | 8544.61
2022122413 | 7 | 0.69445 | 69445 | 0.12176 | 6331.52 | 0.58432 | 52004.48 | 1 | 5000 | 6331.52 | 52004.48 | 0 | 0 | 0 | 0 | 6109 | 0 | 0 | 0 | 0 | 0 | 6109
2022122414 | 7 | 0.6602 | 66020 | 0.09947 | 5172.44 | 0.59876 | 53289.64 | 1 | 5000 | 5172.44 | 53289.64 | 0 | 0 | 0 | 0 | 2557.92 | 0 | 0 | 0 | 0 | 0 | 2557.92
2022122415 | 7 | 0.6344 | 63440 | 0.08019 | 4169.88 | 0.62168 | 55329.52 | 1 | 5000 | 4169.88 | 54270.12 | 0 | 0 | 1059.4 | 1059.4 | 0 | 900.49 | 0 | 0 | 0 | 900.49 | 0
2022122416 | 7 | 0.62321 | 62321 | 0.06755 | 3512.6 | 0.60823 | 54132.47 | 1 | 5000 | 3512.6 | 53808.4 | 0 | 0 | 324.07 | 324.07 | 0 | 1175.9495 | 0 | 0 | 0 | 275.4595 | 0
2022122417 | 7 | 0.62772 | 62772 | 0.05009 | 2604.68 | 0.39954 | 35559.06 | 1 | 5000 | 2604.68 | 35559.06 | 0 | 0 | 0 | 0 | 19608.26 | 0 | 1175.9495 | 0 | 0 | 0 | 18432.3105
2022122418 | 7 | 0.66501 | 66501 | 0.04449 | 2313.48 | 0.04994 | 4444.66 | 1 | 5000 | 2313.48 | 4444.66 | 0 | 0 | 0 | 0 | 54742.86 | 0 | 0 | 0 | 0 | 0 | 54742.86
2022122419 | 7 | 0.70159 | 70159 | 0.04445 | 2311.4 | 0 | 0 | 1 | 5000 | 2311.4 | 0 | 0 | 0 | 0 | 0 | 62847.6 | 0 | 0 | 0 | 0 | 0 | 62847.6
2022122420 | 7 | 0.71426 | 71426 | 0.05803 | 3017.56 | 0 | 0 | 1 | 5000 | 3017.56 | 0 | 0 | 0 | 0 | 0 | 63408.44 | 0 | 0 | 0 | 0 | 0 | 63408.44
2022122421 | 7 | 0.72224 | 72224 | 0.07204 | 3746.08 | 0 | 0 | 1 | 5000 | 3746.08 | 0 | 0 | 0 | 0 | 0 | 63477.92 | 0 | 0 | 0 | 0 | 0 | 63477.92
2022122422 | 7 | 0.72634 | 72634 | 0.10042 | 5221.84 | 0 | 0 | 1 | 5000 | 5221.84 | 0 | 0 | 0 | 0 | 0 | 62412.16 | 0 | 0 | 0 | 0 | 0 | 62412.16
2022122423 | 7 | 0.72283 | 72283 | 0.14502 | 7541.04 | 0 | 0 | 1 | 5000 | 7541.04 | 0 | 0 | 0 | 0 | 0 | 59741.96 | 0 | 0 | 0 | 0 | 0 | 59741.96
2022122424 | 7 | 0.71896 | 71896 | 0.17363 | 9028.76 | 0 | 0 | 1 | 5000 | 9028.76 | 0 | 0 | 0 | 0 | 0 | 57867.24 | 0 | 0 | 0 | 0 | 0 | 57867.24
2022122501 | 1 | 0.71661 | 71661 | 0.19704 | 10246.08 | 0 | 0 | 1 | 5000 | 10246.08 | 0 | 0 | 0 | 0 | 0 | 56414.92 | 0 | 0 | 0 | 0 | 0 | 56414.92
2022122502 | 1 | 0.71666 | 71666 | 0.21475 | 11167 | 0 | 0 | 1 | 5000 | 11167 | 0 | 0 | 0 | 0 | 0 | 55499 | 0 | 0 | 0 | 0 | 0 | 55499
2022122503 | 1 | 0.71963 | 71963 | 0.21846 | 11359.92 | 0 | 0 | 1 | 5000 | 11359.92 | 0 | 0 | 0 | 0 | 0 | 55603.08 | 0 | 0 | 0 | 0 | 0 | 55603.08
2022122504 | 1 | 0.72158 | 72158 | 0.22017 | 11448.84 | 0 | 0 | 1 | 5000 | 11448.84 | 0 | 0 | 0 | 0 | 0 | 55709.16 | 0 | 0 | 0 | 0 | 0 | 55709.16
2022122505 | 1 | 0.7251 | 72510 | 0.21493 | 11176.36 | 0 | 0 | 1 | 5000 | 11176.36 | 0 | 0 | 0 | 0 | 0 | 56333.64 | 0 | 0 | 0 | 0 | 0 | 56333.64
2022122506 | 1 | 0.73636 | 73636 | 0.19702 | 10245.04 | 0 | 0 | 1 | 5000 | 10245.04 | 0 | 0 | 0 | 0 | 0 | 58390.96 | 0 | 0 | 0 | 0 | 0 | 58390.96
2022122507 | 1 | 0.74997 | 74997 | 0.17577 | 9140.04 | 0 | 0 | 1 | 5000 | 9140.04 | 0 | 0 | 0 | 0 | 0 | 60856.96 | 0 | 0 | 0 | 0 | 0 | 60856.96
2022122508 | 1 | 0.76264 | 76264 | 0.1583 | 8231.6 | 0.01219 | 1084.91 | 1 | 5000 | 8231.6 | 1084.91 | 0 | 0 | 0 | 0 | 61947.49 | 0 | 0 | 0 | 0 | 0 | 61947.49
2022122509 | 1 | 0.74809 | 74809 | 0.14151 | 7358.52 | 0.24509 | 21813.01 | 1 | 5000 | 7358.52 | 21813.01 | 0 | 0 | 0 | 0 | 40637.47 | 0 | 0 | 0 | 0 | 0 | 40637.47
2022122510 | 1 | 0.7063 | 70630 | 0.08383 | 4359.16 | 0.57947 | 51572.83 | 1 | 5000 | 4359.16 | 51572.83 | 0 | 0 | 0 | 0 | 9698.01 | 0 | 0 | 0 | 0 | 0 | 9698.01
2022122511 | 1 | 0.65628 | 65628 | 0.05586 | 2904.72 | 0.61268 | 54528.52 | 1 | 5000 | 2904.72 | 54528.52 | 0 | 0 | 0 | 0 | 3194.76 | 0 | 0 | 0 | 0 | 0 | 3194.76
2022122512 | 1 | 0.61109 | 61109 | 0.0785 | 4082 | 0.58818 | 52348.02 | 1 | 5000 | 4082 | 52027 | 0 | 0 | 321.02 | 321.02 | 0 | 272.867 | 0 | 0 | 0 | 272.867 | 0
2022122513 | 1 | 0.57211 | 57211 | 0.13373 | 6953.96 | 0.49956 | 44460.84 | 1 | 5000 | 6953.96 | 44460.84 | 0 | 0 | 0 | 0 | 796.2 | 0 | 272.867 | 0 | 0 | 0 | 523.333
2022122514 | 1 | 0.53872 | 53872 | 0.17148 | 8916.96 | 0.32757 | 29153.73 | 1 | 5000 | 8916.96 | 29153.73 | 0 | 0 | 0 | 0 | 10801.31 | 0 | 0 | 0 | 0 | 0 | 10801.31
2022122515 | 1 | 0.51645 | 51645 | 0.18149 | 9437.48 | 0.21926 | 19514.14 | 1 | 5000 | 9437.48 | 19514.14 | 0 | 0 | 0 | 0 | 17693.38 | 0 | 0 | 0 | 0 | 0 | 17693.38
2022122516 | 1 | 0.50633 | 50633 | 0.19121 | 9942.92 | 0.14571 | 12968.19 | 1 | 5000 | 9942.92 | 12968.19 | 0 | 0 | 0 | 0 | 22721.89 | 0 | 0 | 0 | 0 | 0 | 22721.89
2022122517 | 1 | 0.51181 | 51181 | 0.21092 | 10967.84 | 0.12992 | 11562.88 | 1 | 5000 | 10967.84 | 11562.88 | 0 | 0 | 0 | 0 | 23650.28 | 0 | 0 | 0 | 0 | 0 | 23650.28
2022122518 | 1 | 0.54729 | 54729 | 0.25348 | 13180.96 | 0.0327 | 2910.3 | 1 | 5000 | 13180.96 | 2910.3 | 0 | 0 | 0 | 0 | 33637.74 | 0 | 0 | 0 | 0 | 0 | 33637.74
2022122519 | 1 | 0.58773 | 58773 | 0.37184 | 19335.68 | 0 | 0 | 1 | 5000 | 19335.68 | 0 | 0 | 0 | 0 | 0 | 34437.32 | 0 | 0 | 0 | 0 | 0 | 34437.32
2022122520 | 1 | 0.60696 | 60696 | 0.4367 | 22708.4 | 0 | 0 | 1 | 5000 | 22708.4 | 0 | 0 | 0 | 0 | 0 | 32987.6 | 0 | 0 | 0 | 0 | 0 | 32987.6
2022122521 | 1 | 0.62133 | 62133 | 0.46086 | 23964.72 | 0 | 0 | 1 | 5000 | 23964.72 | 0 | 0 | 0 | 0 | 0 | 33168.28 | 0 | 0 | 0 | 0 | 0 | 33168.28
2022122522 | 1 | 0.62794 | 62794 | 0.46667 | 24266.84 | 0 | 0 | 1 | 5000 | 24266.84 | 0 | 0 | 0 | 0 | 0 | 33527.16 | 0 | 0 | 0 | 0 | 0 | 33527.16
2022122523 | 1 | 0.62615 | 62615 | 0.48988 | 25473.76 | 0 | 0 | 1 | 5000 | 25473.76 | 0 | 0 | 0 | 0 | 0 | 32141.24 | 0 | 0 | 0 | 0 | 0 | 32141.24
2022122524 | 1 | 0.622 | 62200 | 0.50961 | 26499.72 | 0 | 0 | 1 | 5000 | 26499.72 | 0 | 0 | 0 | 0 | 0 | 30700.28 | 0 | 0 | 0 | 0 | 0 | 30700.28
2022122601 | 2 | 0.61415 | 61415 | 0.4975 | 25870 | 0 | 0 | 1 | 5000 | 25870 | 0 | 0 | 0 | 0 | 0 | 30545 | 0 | 0 | 0 | 0 | 0 | 30545
2022122602 | 2 | 0.61271 | 61271 | 0.47732 | 24820.64 | 0 | 0 | 1 | 5000 | 24820.64 | 0 | 0 | 0 | 0 | 0 | 31450.36 | 0 | 0 | 0 | 0 | 0 | 31450.36
2022122603 | 2 | 0.6137 | 61370 | 0.42098 | 21890.96 | 0 | 0 | 1 | 5000 | 21890.96 | 0 | 0 | 0 | 0 | 0 | 34479.04 | 0 | 0 | 0 | 0 | 0 | 34479.04
2022122604 | 2 | 0.62021 | 62021 | 0.36274 | 18862.48 | 0 | 0 | 1 | 5000 | 18862.48 | 0 | 0 | 0 | 0 | 0 | 38158.52 | 0 | 0 | 0 | 0 | 0 | 38158.52
2022122605 | 2 | 0.63246 | 63246 | 0.33405 | 17370.6 | 0 | 0 | 1 | 5000 | 17370.6 | 0 | 0 | 0 | 0 | 0 | 40875.4 | 0 | 0 | 0 | 0 | 0 | 40875.4
2022122606 | 2 | 0.65085 | 65085 | 0.29372 | 15273.44 | 0 | 0 | 1 | 5000 | 15273.44 | 0 | 0 | 0 | 0 | 0 | 44811.56 | 0 | 0 | 0 | 0 | 0 | 44811.56
2022122607 | 2 | 0.67078 | 67078 | 0.29032 | 15096.64 | 0 | 0 | 1 | 5000 | 15096.64 | 0 | 0 | 0 | 0 | 0 | 46981.36 | 0 | 0 | 0 | 0 | 0 | 46981.36
2022122608 | 2 | 0.68308 | 68308 | 0.33613 | 17478.76 | 0.00953 | 848.17 | 1 | 5000 | 17478.76 | 848.17 | 0 | 0 | 0 | 0 | 44981.07 | 0 | 0 | 0 | 0 | 0 | 44981.07
2022122609 | 2 | 0.67528 | 67528 | 0.37907 | 19711.64 | 0.22424 | 19957.36 | 1 | 5000 | 19711.64 | 19957.36 | 0 | 0 | 0 | 0 | 22859 | 0 | 0 | 0 | 0 | 0 | 22859
2022122610 | 2 | 0.65415 | 65415 | 0.34839 | 18116.28 | 0.51415 | 45759.35 | 1 | 5000 | 18116.28 | 42298.72 | 0 | 0 | 3460.63 | 3460.63 | 0 | 2941.5355 | 0 | 0 | 0 | 2941.5355 | 0
2022122611 | 2 | 0.6295 | 62950 | 0.37585 | 19544.2 | 0.4758 | 42346.2 | 1 | 5000 | 19544.2 | 38405.8 | 0 | 0 | 3940.4 | 3940.4 | 0 | 6290.8755 | 0 | 0 | 0 | 3349.34 | 0
2022122612 | 2 | 0.60113 | 60113 | 0.42757 | 22233.64 | 0.25099 | 22338.11 | 1 | 5000 | 22233.64 | 22338.11 | 0 | 0 | 0 | 0 | 10541.25 | 0 | 6290.8755 | 0 | 0 | 0 | 4250.3745
2022122613 | 2 | 0.57164 | 57164 | 0.41481 | 21570.12 | 0.13467 | 11985.63 | 1 | 5000 | 21570.12 | 11985.63 | 0 | 0 | 0 | 0 | 18608.25 | 0 | 0 | 0 | 0 | 0 | 18608.25
2022122614 | 2 | 0.54185 | 54185 | 0.37577 | 19540.04 | 0.09111 | 8108.79 | 1 | 5000 | 19540.04 | 8108.79 | 0 | 0 | 0 | 0 | 21536.17 | 0 | 0 | 0 | 0 | 0 | 21536.17
2022122615 | 2 | 0.51862 | 51862 | 0.33194 | 17260.88 | 0.08906 | 7926.34 | 1 | 5000 | 17260.88 | 7926.34 | 0 | 0 | 0 | 0 | 21674.78 | 0 | 0 | 0 | 0 | 0 | 21674.78
2022122616 | 2 | 0.50925 | 50925 | 0.27448 | 14272.96 | 0.18338 | 16320.82 | 1 | 5000 | 14272.96 | 16320.82 | 0 | 0 | 0 | 0 | 15331.22 | 0 | 0 | 0 | 0 | 0 | 15331.22
2022122617 | 2 | 0.51255 | 51255 | 0.22329 | 11611.08 | 0.25622 | 22803.58 | 1 | 5000 | 11611.08 | 22803.58 | 0 | 0 | 0 | 0 | 11840.34 | 0 | 0 | 0 | 0 | 0 | 11840.34
2022122618 | 2 | 0.54261 | 54261 | 0.16899 | 8787.48 | 0.04933 | 4390.37 | 1 | 5000 | 8787.48 | 4390.37 | 0 | 0 | 0 | 0 | 36083.15 | 0 | 0 | 0 | 0 | 0 | 36083.15
2022122619 | 2 | 0.57673 | 57673 | 0.15986 | 8312.72 | 0 | 0 | 1 | 5000 | 8312.72 | 0 | 0 | 0 | 0 | 0 | 44360.28 | 0 | 0 | 0 | 0 | 0 | 44360.28
2022122620 | 2 | 0.58622 | 58622 | 0.16113 | 8378.76 | 0 | 0 | 1 | 5000 | 8378.76 | 0 | 0 | 0 | 0 | 0 | 45243.24 | 0 | 0 | 0 | 0 | 0 | 45243.24
2022122621 | 2 | 0.59547 | 59547 | 0.15913 | 8274.76 | 0 | 0 | 1 | 5000 | 8274.76 | 0 | 0 | 0 | 0 | 0 | 46272.24 | 0 | 0 | 0 | 0 | 0 | 46272.24
2022122622 | 2 | 0.60113 | 60113 | 0.1491 | 7753.2 | 0 | 0 | 1 | 5000 | 7753.2 | 0 | 0 | 0 | 0 | 0 | 47359.8 | 0 | 0 | 0 | 0 | 0 | 47359.8
2022122623 | 2 | 0.60067 | 60067 | 0.14339 | 7456.28 | 0 | 0 | 1 | 5000 | 7456.28 | 0 | 0 | 0 | 0 | 0 | 47610.72 | 0 | 0 | 0 | 0 | 0 | 47610.72
2022122624 | 2 | 0.59401 | 59401 | 0.14476 | 7527.52 | 0 | 0 | 1 | 5000 | 7527.52 | 0 | 0 | 0 | 0 | 0 | 46873.48 | 0 | 0 | 0 | 0 | 0 | 46873.48
2022122701 | 3 | 0.58235 | 58235 | 0.14809 | 7700.68 | 0 | 0 | 1 | 5000 | 7700.68 | 0 | 0 | 0 | 0 | 0 | 45534.32 | 0 | 0 | 0 | 0 | 0 | 45534.32
2022122702 | 3 | 0.58459 | 58459 | 0.16888 | 8781.76 | 0 | 0 | 1 | 5000 | 8781.76 | 0 | 0 | 0 | 0 | 0 | 44677.24 | 0 | 0 | 0 | 0 | 0 | 44677.24
2022122703 | 3 | 0.59513 | 59513 | 0.19807 | 10299.64 | 0 | 0 | 1 | 5000 | 10299.64 | 0 | 0 | 0 | 0 | 0 | 44213.36 | 0 | 0 | 0 | 0 | 0 | 44213.36
2022122704 | 3 | 0.60643 | 60643 | 0.24303 | 12637.56 | 0 | 0 | 1 | 5000 | 12637.56 | 0 | 0 | 0 | 0 | 0 | 43005.44 | 0 | 0 | 0 | 0 | 0 | 43005.44
2022122705 | 3 | 0.62743 | 62743 | 0.30364 | 15789.28 | 0 | 0 | 1 | 5000 | 15789.28 | 0 | 0 | 0 | 0 | 0 | 41953.72 | 0 | 0 | 0 | 0 | 0 | 41953.72
2022122706 | 3 | 0.65978 | 65978 | 0.36751 | 19110.52 | 0 | 0 | 1 | 5000 | 19110.52 | 0 | 0 | 0 | 0 | 0 | 41867.48 | 0 | 0 | 0 | 0 | 0 | 41867.48
2022122707 | 3 | 0.69903 | 69903 | 0.43925 | 22841 | 0 | 0 | 1 | 5000 | 22841 | 0 | 0 | 0 | 0 | 0 | 42062 | 0 | 0 | 0 | 0 | 0 | 42062
2022122708 | 3 | 0.72547 | 72547 | 0.51044 | 26542.88 | 0.01077 | 958.53 | 1 | 5000 | 26542.88 | 958.53 | 0 | 0 | 0 | 0 | 40045.59 | 0 | 0 | 0 | 0 | 0 | 40045.59
2022122709 | 3 | 0.72046 | 72046 | 0.51907 | 26991.64 | 0.22684 | 20188.76 | 1 | 5000 | 26991.64 | 20188.76 | 0 | 0 | 0 | 0 | 19865.6 | 0 | 0 | 0 | 0 | 0 | 19865.6
2022122710 | 3 | 0.69281 | 69281 | 0.45336 | 23574.72 | 0.44718 | 39799.02 | 1 | 5000 | 23574.72 | 39799.02 | 0 | 0 | 0 | 0 | 907.26 | 0 | 0 | 0 | 0 | 0 | 907.26
2022122711 | 3 | 0.65768 | 65768 | 0.44404 | 23090.08 | 0.45677 | 40652.53 | 1 | 5000 | 23090.08 | 37677.92 | 0 | 0 | 2974.61 | 2974.61 | 0 | 2528.4185 | 0 | 0 | 0 | 2528.4185 | 0
2022122712 | 3 | 0.6246 | 62460 | 0.46891 | 24383.32 | 0.40411 | 35965.79 | 1 | 5000 | 24383.32 | 33076.68 | 0 | 0 | 2889.11 | 2889.11 | 0 | 4984.162 | 0 | 0 | 0 | 2455.7435 | 0
2022122713 | 3 | 0.59374 | 59374 | 0.49605 | 25794.6 | 0.34293 | 30520.77 | 1 | 5000 | 25794.6 | 28579.4 | 0 | 0 | 1941.37 | 1941.37 | 0 | 6634.3265 | 0 | 0 | 0 | 1650.1645 | 0
2022122714 | 3 | 0.56963 | 56963 | 0.50033 | 26017.16 | 0.30586 | 27221.54 | 1 | 5000 | 26017.16 | 25945.84 | 0 | 0 | 1275.7 | 1275.7 | 0 | 7718.6715 | 0 | 0 | 0 | 1084.345 | 0
2022122715 | 3 | 0.55419 | 55419 | 0.50629 | 26327.08 | 0.21341 | 18993.49 | 1 | 5000 | 26327.08 | 18993.49 | 0 | 0 | 0 | 0 | 5098.43 | 2620.2415 | 5098.43 | 0 | 0 | 0 | 0
2022122716 | 3 | 0.54657 | 54657 | 0.50837 | 26435.24 | 0.17365 | 15454.85 | 1 | 5000 | 26435.24 | 15454.85 | 0 | 0 | 0 | 0 | 7766.91 | 0 | 2620.2415 | 0 | 0 | 0 | 5146.6685
2022122717 | 3 | 0.55411 | 55411 | 0.53463 | 27800.76 | 0.12325 | 10969.25 | 1 | 5000 | 27800.76 | 10969.25 | 0 | 0 | 0 | 0 | 11640.99 | 0 | 0 | 0 | 0 | 0 | 11640.99
2022122718 | 3 | 0.58629 | 58629 | 0.57147 | 29716.44 | 0.01604 | 1427.56 | 1 | 5000 | 29716.44 | 1427.56 | 0 | 0 | 0 | 0 | 22485 | 0 | 0 | 0 | 0 | 0 | 22485
2022122719 | 3 | 0.61845 | 61845 | 0.59988 | 31193.76 | 0 | 0 | 1 | 5000 | 31193.76 | 0 | 0 | 0 | 0 | 0 | 25651.24 | 0 | 0 | 0 | 0 | 0 | 25651.24
2022122720 | 3 | 0.62479 | 62479 | 0.62117 | 32300.84 | 0 | 0 | 1 | 5000 | 32300.84 | 0 | 0 | 0 | 0 | 0 | 25178.16 | 0 | 0 | 0 | 0 | 0 | 25178.16
2022122721 | 3 | 0.62616 | 62616 | 0.62489 | 32494.28 | 0 | 0 | 1 | 5000 | 32494.28 | 0 | 0 | 0 | 0 | 0 | 25121.72 | 0 | 0 | 0 | 0 | 0 | 25121.72
2022122722 | 3 | 0.61931 | 61931 | 0.62971 | 32744.92 | 0 | 0 | 1 | 5000 | 32744.92 | 0 | 0 | 0 | 0 | 0 | 24186.08 | 0 | 0 | 0 | 0 | 0 | 24186.08
2022122723 | 3 | 0.6003 | 60030 | 0.63582 | 33062.64 | 0 | 0 | 1 | 5000 | 33062.64 | 0 | 0 | 0 | 0 | 0 | 21967.36 | 0 | 0 | 0 | 0 | 0 | 21967.36
2022122724 | 3 | 0.58212 | 58212 | 0.65574 | 34098.48 | 0 | 0 | 1 | 5000 | 34098.48 | 0 | 0 | 0 | 0 | 0 | 19113.52 | 0 | 0 | 0 | 0 | 0 | 19113.52
2022122801 | 4 | 0.56754 | 56754 | 0.67087 | 34885.24 | 0 | 0 | 1 | 5000 | 34885.24 | 0 | 0 | 0 | 0 | 0 | 16868.76 | 0 | 0 | 0 | 0 | 0 | 16868.76
2022122802 | 4 | 0.56208 | 56208 | 0.68269 | 35499.88 | 0 | 0 | 1 | 5000 | 35499.88 | 0 | 0 | 0 | 0 | 0 | 15708.12 | 0 | 0 | 0 | 0 | 0 | 15708.12
2022122803 | 4 | 0.56028 | 56028 | 0.68631 | 35688.12 | 0 | 0 | 1 | 5000 | 35688.12 | 0 | 0 | 0 | 0 | 0 | 15339.88 | 0 | 0 | 0 | 0 | 0 | 15339.88
2022122804 | 4 | 0.56414 | 56414 | 0.68569 | 35655.88 | 0 | 0 | 1 | 5000 | 35655.88 | 0 | 0 | 0 | 0 | 0 | 15758.12 | 0 | 0 | 0 | 0 | 0 | 15758.12
2022122805 | 4 | 0.57498 | 57498 | 0.68688 | 35717.76 | 0 | 0 | 1 | 5000 | 35717.76 | 0 | 0 | 0 | 0 | 0 | 16780.24 | 0 | 0 | 0 | 0 | 0 | 16780.24
2022122806 | 4 | 0.59636 | 59636 | 0.68775 | 35763 | 0 | 0 | 1 | 5000 | 35763 | 0 | 0 | 0 | 0 | 0 | 18873 | 0 | 0 | 0 | 0 | 0 | 18873
2022122807 | 4 | 0.62158 | 62158 | 0.68861 | 35807.72 | 0 | 0 | 1 | 5000 | 35807.72 | 0 | 0 | 0 | 0 | 0 | 21350.28 | 0 | 0 | 0 | 0 | 0 | 21350.28
2022122808 | 4 | 0.63483 | 63483 | 0.69028 | 35894.56 | 0.00829 | 737.81 | 1 | 5000 | 35894.56 | 737.81 | 0 | 0 | 0 | 0 | 21850.63 | 0 | 0 | 0 | 0 | 0 | 21850.63
2022122809 | 4 | 0.62605 | 62605 | 0.67463 | 35080.76 | 0.14285 | 12713.65 | 1 | 5000 | 35080.76 | 12713.65 | 0 | 0 | 0 | 0 | 9810.59 | 0 | 0 | 0 | 0 | 0 | 9810.59
2022122810 | 4 | 0.59755 | 59755 | 0.64161 | 33363.72 | 0.27183 | 24192.87 | 1 | 5000 | 33363.72 | 21391.28 | 0 | 0 | 2801.59 | 2801.59 | 0 | 2381.3515 | 0 | 0 | 0 | 2381.3515 | 0
2022122811 | 4 | 0.56718 | 56718 | 0.64042 | 33301.84 | 0.27621 | 24582.69 | 1 | 5000 | 33301.84 | 18416.16 | 0 | 0 | 6166.53 | 6166.53 | 0 | 7622.902 | 0 | 0 | 0 | 5241.5505 | 0
2022122812 | 4 | 0.54244 | 54244 | 0.64063 | 33312.76 | 0.2111 | 18787.9 | 1 | 5000 | 33312.76 | 15931.24 | 0 | 0 | 2856.66 | 2856.66 | 0 | 10051.063 | 0 | 0 | 0 | 2428.161 | 0
2022122813 | 4 | 0.52387 | 52387 | 0.61829 | 32151.08 | 0.2074 | 18458.6 | 1 | 5000 | 32151.08 | 15235.92 | 0 | 0 | 3222.68 | 3222.68 | 0 | 12790.341 | 0 | 0 | 0 | 2739.278 | 0
2022122814 | 4 | 0.51403 | 51403 | 0.59896 | 31145.92 | 0.22198 | 19756.22 | 1 | 5000 | 31145.92 | 15257.08 | 0 | 0 | 4499.14 | 4499.14 | 0 | 16614.61 | 0 | 0 | 0 | 3824.269 | 0
2022122815 | 4 | 0.50873 | 50873 | 0.57629 | 29967.08 | 0.24166 | 21507.74 | 1 | 5000 | 29967.08 | 15905.92 | 0 | 0 | 5601.82 | 5601.82 | 0 | 21376.157 | 0 | 0 | 0 | 4761.547 | 0
2022122816 | 4 | 0.50772 | 50772 | 0.56081 | 29162.12 | 0.25987 | 23128.43 | 1 | 5000 | 29162.12 | 16609.88 | 0 | 0 | 6518.55 | 6518.55 | 0 | 26916.9245 | 0 | 0 | 0 | 5540.7675 | 0
2022122817 | 4 | 0.51109 | 51109 | 0.56062 | 29152.24 | 0.1438 | 12798.2 | 1 | 5000 | 29152.24 | 12798.2 | 0 | 0 | 0 | 0 | 4158.56 | 22758.3645 | 4158.56 | 0 | 0 | 0 | 0
2022122818 | 4 | 0.52369 | 52369 | 0.58227 | 30278.04 | 0.01275 | 1134.75 | 1 | 5000 | 30278.04 | 1134.75 | 0 | 0 | 0 | 0 | 15956.21 | 6802.1545 | 15956.21 | 0 | 0 | 0 | 0
2022122819 | 4 | 0.5415 | 54150 | 0.65646 | 34135.92 | 0 | 0 | 1 | 5000 | 34135.92 | 0 | 0 | 0 | 0 | 0 | 15014.08 | 0 | 6802.1545 | 0 | 0 | 0 | 8211.9255
2022122820 | 4 | 0.53988 | 53988 | 0.69236 | 36002.72 | 4e-05 | 3.56 | 1 | 5000 | 36002.72 | 3.56 | 0 | 0 | 0 | 0 | 12981.72 | 0 | 0 | 0 | 0 | 0 | 12981.72
2022122821 | 4 | 0.53231 | 53231 | 0.68431 | 35584.12 | 4e-05 | 3.56 | 1 | 5000 | 35584.12 | 3.56 | 0 | 0 | 0 | 0 | 12643.32 | 0 | 0 | 0 | 0 | 0 | 12643.32
2022122822 | 4 | 0.52165 | 52165 | 0.67583 | 35143.16 | 0 | 0 | 1 | 5000 | 35143.16 | 0 | 0 | 0 | 0 | 0 | 12021.84 | 0 | 0 | 0 | 0 | 0 | 12021.84
2022122823 | 4 | 0.50272 | 50272 | 0.64391 | 33483.32 | 0 | 0 | 1 | 5000 | 33483.32 | 0 | 0 | 0 | 0 | 0 | 11788.68 | 0 | 0 | 0 | 0 | 0 | 11788.68
2022122824 | 4 | 0.4759 | 47590 | 0.5905 | 30706 | 0 | 0 | 1 | 5000 | 30706 | 0 | 0 | 0 | 0 | 0 | 11884 | 0 | 0 | 0 | 0 | 0 | 11884
2022122901 | 5 | 0.4539 | 45390 | 0.55886 | 29060.72 | 0 | 0 | 1 | 5000 | 29060.72 | 0 | 0 | 0 | 0 | 0 | 11329.28 | 0 | 0 | 0 | 0 | 0 | 11329.28
2022122902 | 5 | 0.43753 | 43753 | 0.52334 | 27213.68 | 0 | 0 | 1 | 5000 | 27213.68 | 0 | 0 | 0 | 0 | 0 | 11539.32 | 0 | 0 | 0 | 0 | 0 | 11539.32
2022122903 | 5 | 0.42545 | 42545 | 0.4967 | 25828.4 | 0 | 0 | 1 | 5000 | 25828.4 | 0 | 0 | 0 | 0 | 0 | 11716.6 | 0 | 0 | 0 | 0 | 0 | 11716.6
2022122904 | 5 | 0.42077 | 42077 | 0.47907 | 24911.64 | 4e-05 | 3.56 | 1 | 5000 | 24911.64 | 3.56 | 0 | 0 | 0 | 0 | 12161.8 | 0 | 0 | 0 | 0 | 0 | 12161.8
2022122905 | 5 | 0.42311 | 42311 | 0.47598 | 24750.96 | 4e-05 | 3.56 | 1 | 5000 | 24750.96 | 3.56 | 0 | 0 | 0 | 0 | 12556.48 | 0 | 0 | 0 | 0 | 0 | 12556.48
2022122906 | 5 | 0.4379 | 43790 | 0.47402 | 24649.04 | 4e-05 | 3.56 | 1 | 5000 | 24649.04 | 3.56 | 0 | 0 | 0 | 0 | 14137.4 | 0 | 0 | 0 | 0 | 0 | 14137.4
2022122907 | 5 | 0.45898 | 45898 | 0.45623 | 23723.96 | 4e-05 | 3.56 | 1 | 5000 | 23723.96 | 3.56 | 0 | 0 | 0 | 0 | 17170.48 | 0 | 0 | 0 | 0 | 0 | 17170.48
2022122908 | 5 | 0.47657 | 47657 | 0.46778 | 24324.56 | 0.00416 | 370.24 | 1 | 5000 | 24324.56 | 370.24 | 0 | 0 | 0 | 0 | 17962.2 | 0 | 0 | 0 | 0 | 0 | 17962.2
2022122909 | 5 | 0.48973 | 48973 | 0.45517 | 23668.84 | 0.08377 | 7455.53 | 1 | 5000 | 23668.84 | 7455.53 | 0 | 0 | 0 | 0 | 12848.63 | 0 | 0 | 0 | 0 | 0 | 12848.63
2022122910 | 5 | 0.50514 | 50514 | 0.4126 | 21455.2 | 0.22403 | 19938.67 | 1 | 5000 | 21455.2 | 19938.67 | 0 | 0 | 0 | 0 | 4120.13 | 0 | 0 | 0 | 0 | 0 | 4120.13
2022122911 | 5 | 0.50906 | 50906 | 0.35633 | 18529.16 | 0.28226 | 25121.14 | 1 | 5000 | 18529.16 | 25121.14 | 0 | 0 | 0 | 0 | 2255.7 | 0 | 0 | 0 | 0 | 0 | 2255.7
2022122912 | 5 | 0.5136 | 51360 | 0.3436 | 17867.2 | 0.33301 | 29637.89 | 1 | 5000 | 17867.2 | 28492.8 | 0 | 0 | 1145.09 | 1145.09 | 0 | 973.3265 | 0 | 0 | 0 | 973.3265 | 0
2022122913 | 5 | 0.51599 | 51599 | 0.32494 | 16896.88 | 0.32707 | 29109.23 | 1 | 5000 | 16896.88 | 29109.23 | 0 | 0 | 0 | 0 | 592.89 | 380.4365 | 592.89 | 0 | 0 | 0 | 0
2022122914 | 5 | 0.51798 | 51798 | 0.29158 | 15162.16 | 0.29256 | 26037.84 | 1 | 5000 | 15162.16 | 26037.84 | 0 | 0 | 0 | 0 | 5598 | 0 | 380.4365 | 0 | 0 | 0 | 5217.5635
2022122915 | 5 | 0.51642 | 51642 | 0.2544 | 13228.8 | 0.26865 | 23909.85 | 1 | 5000 | 13228.8 | 23909.85 | 0 | 0 | 0 | 0 | 9503.35 | 0 | 0 | 0 | 0 | 0 | 9503.35
2022122916 | 5 | 0.51258 | 51258 | 0.22711 | 11809.72 | 0.18409 | 16384.01 | 1 | 5000 | 11809.72 | 16384.01 | 0 | 0 | 0 | 0 | 18064.27 | 0 | 0 | 0 | 0 | 0 | 18064.27
2022122917 | 5 | 0.51142 | 51142 | 0.20087 | 10445.24 | 0.09485 | 8441.65 | 1 | 5000 | 10445.24 | 8441.65 | 0 | 0 | 0 | 0 | 27255.11 | 0 | 0 | 0 | 0 | 0 | 27255.11
2022122918 | 5 | 0.525 | 52500 | 0.18108 | 9416.16 | 0.02289 | 2037.21 | 1 | 5000 | 9416.16 | 2037.21 | 0 | 0 | 0 | 0 | 36046.63 | 0 | 0 | 0 | 0 | 0 | 36046.63
2022122919 | 5 | 0.53604 | 53604 | 0.16612 | 8638.24 | 0 | 0 | 1 | 5000 | 8638.24 | 0 | 0 | 0 | 0 | 0 | 39965.76 | 0 | 0 | 0 | 0 | 0 | 39965.76
2022122920 | 5 | 0.52819 | 52819 | 0.15696 | 8161.92 | 0 | 0 | 1 | 5000 | 8161.92 | 0 | 0 | 0 | 0 | 0 | 39657.08 | 0 | 0 | 0 | 0 | 0 | 39657.08
2022122921 | 5 | 0.51856 | 51856 | 0.17555 | 9128.6 | 0 | 0 | 1 | 5000 | 9128.6 | 0 | 0 | 0 | 0 | 0 | 37727.4 | 0 | 0 | 0 | 0 | 0 | 37727.4
2022122922 | 5 | 0.50618 | 50618 | 0.19383 | 10079.16 | 0 | 0 | 1 | 5000 | 10079.16 | 0 | 0 | 0 | 0 | 0 | 35538.84 | 0 | 0 | 0 | 0 | 0 | 35538.84
2022122923 | 5 | 0.487 | 48700 | 0.17176 | 8931.52 | 0 | 0 | 1 | 5000 | 8931.52 | 0 | 0 | 0 | 0 | 0 | 34768.48 | 0 | 0 | 0 | 0 | 0 | 34768.48
2022122924 | 5 | 0.46456 | 46456 | 0.14892 | 7743.84 | 0 | 0 | 1 | 5000 | 7743.84 | 0 | 0 | 0 | 0 | 0 | 33712.16 | 0 | 0 | 0 | 0 | 0 | 33712.16
2022123001 | 6 | 0.44471 | 44471 | 0.11791 | 6131.32 | 0 | 0 | 1 | 5000 | 6131.32 | 0 | 0 | 0 | 0 | 0 | 33339.68 | 0 | 0 | 0 | 0 | 0 | 33339.68
2022123002 | 6 | 0.43122 | 43122 | 0.0997 | 5184.4 | 0 | 0 | 1 | 5000 | 5184.4 | 0 | 0 | 0 | 0 | 0 | 32937.6 | 0 | 0 | 0 | 0 | 0 | 32937.6
2022123003 | 6 | 0.42498 | 42498 | 0.08715 | 4531.8 | 0 | 0 | 1 | 5000 | 4531.8 | 0 | 0 | 0 | 0 | 0 | 32966.2 | 0 | 0 | 0 | 0 | 0 | 32966.2
2022123004 | 6 | 0.42517 | 42517 | 0.06878 | 3576.56 | 0 | 0 | 1 | 5000 | 3576.56 | 0 | 0 | 0 | 0 | 0 | 33940.44 | 0 | 0 | 0 | 0 | 0 | 33940.44
2022123005 | 6 | 0.43065 | 43065 | 0.0792 | 4118.4 | 0 | 0 | 1 | 5000 | 4118.4 | 0 | 0 | 0 | 0 | 0 | 33946.6 | 0 | 0 | 0 | 0 | 0 | 33946.6
2022123006 | 6 | 0.44647 | 44647 | 0.10314 | 5363.28 | 0 | 0 | 1 | 5000 | 5363.28 | 0 | 0 | 0 | 0 | 0 | 34283.72 | 0 | 0 | 0 | 0 | 0 | 34283.72
2022123007 | 6 | 0.47115 | 47115 | 0.12335 | 6414.2 | 0 | 0 | 1 | 5000 | 6414.2 | 0 | 0 | 0 | 0 | 0 | 35700.8 | 0 | 0 | 0 | 0 | 0 | 35700.8
2022123008 | 6 | 0.49302 | 49302 | 0.12489 | 6494.28 | 0.00205 | 182.45 | 1 | 5000 | 6494.28 | 182.45 | 0 | 0 | 0 | 0 | 37625.27 | 0 | 0 | 0 | 0 | 0 | 37625.27
2022123009 | 6 | 0.50692 | 50692 | 0.11155 | 5800.6 | 0.06046 | 5380.94 | 1 | 5000 | 5800.6 | 5380.94 | 0 | 0 | 0 | 0 | 34510.46 | 0 | 0 | 0 | 0 | 0 | 34510.46
2022123010 | 6 | 0.51583 | 51583 | 0.08416 | 4376.32 | 0.14116 | 12563.24 | 1 | 5000 | 4376.32 | 12563.24 | 0 | 0 | 0 | 0 | 29643.44 | 0 | 0 | 0 | 0 | 0 | 29643.44
2022123011 | 6 | 0.51471 | 51471 | 0.06793 | 3532.36 | 0.22102 | 19670.78 | 1 | 5000 | 3532.36 | 19670.78 | 0 | 0 | 0 | 0 | 23267.86 | 0 | 0 | 0 | 0 | 0 | 23267.86
2022123012 | 6 | 0.50983 | 50983 | 0.07165 | 3725.8 | 0.23554 | 20963.06 | 1 | 5000 | 3725.8 | 20963.06 | 0 | 0 | 0 | 0 | 21294.14 | 0 | 0 | 0 | 0 | 0 | 21294.14
2022123013 | 6 | 0.5088 | 50880 | 0.0942 | 4898.4 | 0.27118 | 24135.02 | 1 | 5000 | 4898.4 | 24135.02 | 0 | 0 | 0 | 0 | 16846.58 | 0 | 0 | 0 | 0 | 0 | 16846.58
2022123014 | 6 | 0.5056 | 50560 | 0.13373 | 6953.96 | 0.24954 | 22209.06 | 1 | 5000 | 6953.96 | 22209.06 | 0 | 0 | 0 | 0 | 16396.98 | 0 | 0 | 0 | 0 | 0 | 16396.98
2022123015 | 6 | 0.49922 | 49922 | 0.15173 | 7889.96 | 0.27515 | 24488.35 | 1 | 5000 | 7889.96 | 24488.35 | 0 | 0 | 0 | 0 | 12543.69 | 0 | 0 | 0 | 0 | 0 | 12543.69
2022123016 | 6 | 0.50216 | 50216 | 0.15546 | 8083.92 | 0.28443 | 25314.27 | 1 | 5000 | 8083.92 | 25314.27 | 0 | 0 | 0 | 0 | 11817.81 | 0 | 0 | 0 | 0 | 0 | 11817.81
2022123017 | 6 | 0.50286 | 50286 | 0.16068 | 8355.36 | 0.21777 | 19381.53 | 1 | 5000 | 8355.36 | 19381.53 | 0 | 0 | 0 | 0 | 17549.11 | 0 | 0 | 0 | 0 | 0 | 17549.11
2022123018 | 6 | 0.51408 | 51408 | 0.17923 | 9319.96 | 0.03258 | 2899.62 | 1 | 5000 | 9319.96 | 2899.62 | 0 | 0 | 0 | 0 | 34188.42 | 0 | 0 | 0 | 0 | 0 | 34188.42
2022123019 | 6 | 0.53086 | 53086 | 0.23595 | 12269.4 | 0 | 0 | 1 | 5000 | 12269.4 | 0 | 0 | 0 | 0 | 0 | 35816.6 | 0 | 0 | 0 | 0 | 0 | 35816.6
2022123020 | 6 | 0.52872 | 52872 | 0.27178 | 14132.56 | 0 | 0 | 1 | 5000 | 14132.56 | 0 | 0 | 0 | 0 | 0 | 33739.44 | 0 | 0 | 0 | 0 | 0 | 33739.44
2022123021 | 6 | 0.52187 | 52187 | 0.29488 | 15333.76 | 0 | 0 | 1 | 5000 | 15333.76 | 0 | 0 | 0 | 0 | 0 | 31853.24 | 0 | 0 | 0 | 0 | 0 | 31853.24
2022123022 | 6 | 0.51515 | 51515 | 0.32816 | 17064.32 | 0 | 0 | 1 | 5000 | 17064.32 | 0 | 0 | 0 | 0 | 0 | 29450.68 | 0 | 0 | 0 | 0 | 0 | 29450.68
2022123023 | 6 | 0.50102 | 50102 | 0.37562 | 19532.24 | 0 | 0 | 1 | 5000 | 19532.24 | 0 | 0 | 0 | 0 | 0 | 25569.76 | 0 | 0 | 0 | 0 | 0 | 25569.76
2022123024 | 6 | 0.48502 | 48502 | 0.41847 | 21760.44 | 0 | 0 | 1 | 5000 | 21760.44 | 0 | 0 | 0 | 0 | 0 | 21741.56 | 0 | 0 | 0 | 0 | 0 | 21741.56
2022123101 | 7 | 0.46837 | 46837 | 0.43556 | 22649.12 | 0 | 0 | 1 | 5000 | 22649.12 | 0 | 0 | 0 | 0 | 0 | 19187.88 | 0 | 0 | 0 | 0 | 0 | 19187.88
2022123102 | 7 | 0.45691 | 45691 | 0.43971 | 22864.92 | 0 | 0 | 1 | 5000 | 22864.92 | 0 | 0 | 0 | 0 | 0 | 17826.08 | 0 | 0 | 0 | 0 | 0 | 17826.08
2022123103 | 7 | 0.45079 | 45079 | 0.44593 | 23188.36 | 0 | 0 | 1 | 5000 | 23188.36 | 0 | 0 | 0 | 0 | 0 | 16890.64 | 0 | 0 | 0 | 0 | 0 | 16890.64
2022123104 | 7 | 0.44952 | 44952 | 0.45638 | 23731.76 | 0 | 0 | 1 | 5000 | 23731.76 | 0 | 0 | 0 | 0 | 0 | 16220.24 | 0 | 0 | 0 | 0 | 0 | 16220.24
2022123105 | 7 | 0.45592 | 45592 | 0.47974 | 24946.48 | 0 | 0 | 1 | 5000 | 24946.48 | 0 | 0 | 0 | 0 | 0 | 15645.52 | 0 | 0 | 0 | 0 | 0 | 15645.52
2022123106 | 7 | 0.46622 | 46622 | 0.50384 | 26199.68 | 0 | 0 | 1 | 5000 | 26199.68 | 0 | 0 | 0 | 0 | 0 | 15422.32 | 0 | 0 | 0 | 0 | 0 | 15422.32
2022123107 | 7 | 0.4828 | 48280 | 0.52958 | 27538.16 | 0 | 0 | 1 | 5000 | 27538.16 | 0 | 0 | 0 | 0 | 0 | 15741.84 | 0 | 0 | 0 | 0 | 0 | 15741.84
2022123108 | 7 | 0.49744 | 49744 | 0.56093 | 29168.36 | 0.00418 | 372.02 | 1 | 5000 | 29168.36 | 372.02 | 0 | 0 | 0 | 0 | 15203.62 | 0 | 0 | 0 | 0 | 0 | 15203.62
2022123109 | 7 | 0.50467 | 50467 | 0.5546 | 28839.2 | 0.11751 | 10458.39 | 1 | 5000 | 28839.2 | 10458.39 | 0 | 0 | 0 | 0 | 6169.41 | 0 | 0 | 0 | 0 | 0 | 6169.41
2022123110 | 7 | 0.50418 | 50418 | 0.50764 | 26397.28 | 0.27875 | 24808.75 | 1 | 5000 | 26397.28 | 19020.72 | 0 | 0 | 5788.03 | 5788.03 | 0 | 4919.8255 | 0 | 0 | 0 | 4919.8255 | 0
2022123111 | 7 | 0.49987 | 49987 | 0.48376 | 25155.52 | 0.33331 | 29664.59 | 1 | 5000 | 25155.52 | 19831.48 | 0 | 0 | 9833.11 | 9833.11 | 0 | 13277.969 | 0 | 0 | 0 | 8358.1435 | 0
2022123112 | 7 | 0.49543 | 49543 | 0.50258 | 26134.16 | 0.27203 | 24210.67 | 1 | 5000 | 26134.16 | 18408.84 | 0 | 0 | 5801.83 | 5801.83 | 0 | 18209.5245 | 0 | 0 | 0 | 4931.5555 | 0
2022123113 | 7 | 0.49251 | 49251 | 0.51625 | 26845 | 0.2265 | 20158.5 | 1 | 5000 | 26845 | 17406 | 0 | 0 | 2752.5 | 2752.5 | 0 | 20549.1495 | 0 | 0 | 0 | 2339.625 | 0
2022123114 | 7 | 0.49348 | 49348 | 0.51415 | 26735.8 | 0.24063 | 21416.07 | 1 | 5000 | 26735.8 | 17612.2 | 0 | 0 | 3803.87 | 3803.87 | 0 | 23782.439 | 0 | 0 | 0 | 3233.2895 | 0
2022123115 | 7 | 0.49615 | 49615 | 0.48941 | 25449.32 | 0.33032 | 29398.48 | 1 | 5000 | 25449.32 | 19165.68 | 0 | 0 | 10232.8 | 10232.8 | 0 | 32480.319 | 0 | 0 | 0 | 8697.88 | 0
2022123116 | 7 | 0.50041 | 50041 | 0.47015 | 24447.8 | 0.39045 | 34750.05 | 1 | 5000 | 24447.8 | 20593.2 | 0 | 0 | 14156.85 | 14156.85 | 0 | 44513.6415 | 0 | 0 | 0 | 12033.3225 | 0
2022123117 | 7 | 0.50569 | 50569 | 0.44868 | 23331.36 | 0.25989 | 23130.21 | 1 | 5000 | 23331.36 | 22237.64 | 0 | 0 | 892.57 | 892.57 | 0 | 45272.326 | 0 | 0 | 0 | 758.6845 | 0
2022123118 | 7 | 0.51101 | 51101 | 0.40532 | 21076.64 | 0.03042 | 2707.38 | 1 | 5000 | 21076.64 | 2707.38 | 0 | 0 | 0 | 0 | 22316.98 | 22955.346 | 22316.98 | 0 | 0 | 0 | 0
2022123119 | 7 | 0.52427 | 52427 | 0.4822 | 25074.4 | 0 | 0 | 1 | 5000 | 25074.4 | 0 | 0 | 0 | 0 | 0 | 22352.6 | 602.746 | 22352.6 | 0 | 0 | 0 | 0
2022123120 | 7 | 0.51503 | 51503 | 0.56302 | 29277.04 | 0 | 0 | 1 | 5000 | 29277.04 | 0 | 0 | 0 | 0 | 0 | 17225.96 | 0 | 602.746 | 0 | 0 | 0 | 16623.214
2022123121 | 7 | 0.49985 | 49985 | 0.58325 | 30329 | 0 | 0 | 1 | 5000 | 30329 | 0 | 0 | 0 | 0 | 0 | 14656 | 0 | 0 | 0 | 0 | 0 | 14656
2022123122 | 7 | 0.4872 | 48720 | 0.60108 | 31256.16 | 0 | 0 | 1 | 5000 | 31256.16 | 0 | 0 | 0 | 0 | 0 | 12463.84 | 0 | 0 | 0 | 0 | 0 | 12463.84
2022123123 | 7 | 0.47265 | 47265 | 0.60861 | 31647.72 | 0 | 0 | 1 | 5000 | 31647.72 | 0 | 0 | 0 | 0 | 0 | 10617.28 | 0 | 0 | 0 | 0 | 0 | 10617.28
2022123124 | 7 | 0.45911 | 45911 | 0.59735 | 31062.2 | 0 | 0 | 1 | 5000 | 31062.2 | 0 | 0 | 0 | 0 | 0 | 9848.8 | 0 | 0 | 0 | 0 | 0 | 9848.8
Note on Y4: ERCOT 2022 hourly demand wind and solar.
Note on C17: Base loaded nuclear net maximum power output in MW, i.e. the total nameplate MWs.
Note on D18: New annual peak demand forecast.
Note on F18: Installed nameplate MW generation capacity of onshore wind.
Note on H18: Installed nameplate MW generation capacity of solar.
Note on A19: This integer format of year month day hour allows for easy sorting of the date time stamp in text editors.
Note on B19: D is the day of the week Sunday is day 1
Note on C19: The historical test year 2022 hourly loads profile is in per unit with the annual peak having 1 per unit. See reference 1.
Note on D19: The per unit loads to the left are multiplied times the annual peak forecast for this simulation which is simply scaling up the historical data to the new load forecast.
Note on E19: On shore wind per unit hourly profile for the historical 2022 year from actual data posted by ERCOT. See reference 1.
Note on F19: The per unit on shore wind values to the left are multiplied times the on shore wind capacity.
Note on G19: Solar per unit hourly profile for the historical 2022 year from actual data posted by ERCOT. See reference 1.
Note on H19: The per unit solar values to the left are multiplied times the solar MW capacity.
Note on K19: If (Demand > Nucl Pmax, then Nucl Pmax, otherwise Demand).
Note on L19: If (Demand - Nucl > Wind, then Wind, otherwise Demand - Nuclear).
Note on M19: If (Demand - Nucl - Wind> Solar, then Solar, otherwise Demand - Nucl - Wind).
Note on S19: The MWHs electrical energy storage that can serve load. Losses are applied to charging. See reference 3.
Note on U19: Uses excess nuclear.
Note on V19: Uses excess wind.
Note on W19: Uses excess solar.
Note on AA48: May - Sept summer peak is not low enough compared to the winter peak to allow peak shaving credit from battery storage.
Note on AC48: Jan - Feb
Note on AE48: Nov - Dec