## HDATA
NoFossilFuelinTexas.xlsx helps find solutions for the amount of solar-wind-nuclear-storage needed to serve ERCOT load. | [12 empty] | Purely nuclear and storage isn't quite as low a cost as adding renewables.
The solar profile is 2019 ERCOT hourly solar data with adjustments I made so the per unit values < 1. Capacity Factor is 26%.
Copy the historical demand solar and wind per unit hourly profiles into their columns. The demand must have a 1 per unit max.
Yellow blocks are input data Red are output calculations. Also read the notes. | [9 empty] | flat rate
100 | GW peak demand for the year - set to about a 2030 level. | [6 empty] | payback |  | cent/kWh | Act % CF | Max % CF | $Bn invested
0 | GW Solar - maximum powr rating at a cost of --> |  |  |  |  | 1500 | $/kw | 7 | years = | 0 | #DIV/0! | 26.1363 | 0
0 | GW Wind - maximum powr rating at a cost of --> |  |  |  |  | 2000 | $/kw | 7 | years = | 0 | #DIV/0! | 36.2043 | 0
80 | GW Nuclear - maxim power rating at a cost of --> |  |  |  |  | 10000 | $/kW | 10 | years = | 15.5533 | 73.3961 | 100 | 800
207 | GWh Battery - rated energy capacty at cost of --> |  |  |  |  | 200 | $/kWh | 7 | years = | 1.1498 | 3.0107 | 100 | 41.4
demand | solar | wind | batt GWh | nuclear | solar | wind |  |  | annual = | 16.7031 |  | total $Bn | 841.4 | <= 16.7 c/kwh is the best I can do with just nuclear and storage.
per unit | per unit | per unit | 207 | GW | GW | GW |  | min hour GWh = |  | 15.353 | last hour GWh = |  | 207
0.49594 | 0 | 0.62494 | 207 | 49.594 | 0 | 0
0.49793 | 0 | 0.62976 | 207 | 49.793 | 0 | 0 | battery level eqn. |  | IF: storage + sources - load < max storage
0.49903 | 0 | 0.61985 | 207 | 49.903 | 0 | 0 |  |  | Then: storage is = storage + sources - load
0.49911 | 0 | 0.59937 | 207 | 49.911 | 0 | 0 |  |  | Else: storage is = max storage
0.50163 | 0 | 0.58951 | 207 | 50.163 | 0 | 0
0.51329 | 0 | 0.57111 | 207 | 51.329 | 0 | 0 | Methodology: |  | Each hour the above equation either uses or charges up
0.52648 | 0 | 0.52422 | 207 | 52.648 | 0 | 0 |  |  | the battery. A valid solution has the min hour GWh > 0.
0.5389 | 0.0009 | 0.4837 | 207 | 53.89 | 0 | 0 |  |  | When solving this problem try to get the lowest energy
0.54528 | 0.0245 | 0.44035 | 207 | 54.528 | 0 | 0 |  |  | cost in the box while keeping the min hour GWh > 0.
0.55379 | 0.064 | 0.38736 | 207 | 55.379 | 0 | 0
0.56319 | 0.1175 | 0.32791 | 207 | 56.319 | 0 | 0 |  | Notes: | Add solar-wind-nuclear-battery until min hour GWh > 0.
0.56581 | 0.1655 | 0.28624 | 207 | 56.581 | 0 | 0 |  |  | Try reducing the battery size while increasing the sources.
0.56251 | 0.1889 | 0.25505 | 207 | 56.251 | 0 | 0 |  |  | Try to keep dumped energies as low as possible.
0.55679 | 0.1475 | 0.23325 | 207 | 55.679 | 0 | 0 |  |  | The last hour kWh will be a little less than battery kWh.
0.55229 | 0.1118 | 0.21414 | 207 | 55.229 | 0 | 0 |  |  | Program by Eugene Preston on Nov 30, 2020
0.54817 | 0.0643 | 0.18574 | 207 | 54.817 | 0 | 0 |  |  | Posted on web page |  | https://egpreston.com
0.55255 | 0.0276 | 0.16181 | 207 | 55.255 | 0 | 0
0.57089 | 0.0041 | 0.14863 | 207 | 57.089 | 0 | 0 | Disussion: |  | The nuclear cost is high on purpose. The payback is
0.60716 | 0 | 0.13518 | 207 | 60.716 | 0 | 0 |  |  | short to represent a high expectation for return profit.
0.60843 | 0 | 0.12912 | 207 | 60.843 | 0 | 0 |  |  | The solar cost $/kW cost is higher than actual plant cost
0.60462 | 0 | 0.12098 | 207 | 60.462 | 0 | 0 |  |  | to include new transmission line costs for future solar.
0.59649 | 0 | 0.11917 | 207 | 59.649 | 0 | 0 |  |  | The wind $/kWh should also include transmission costs.
0.58062 | 0 | 0.10966 | 207 | 58.062 | 0 | 0 |  |  | The cents/kWh of each source is based on Act % CF.
0.55399 | 0 | 0.11014 | 207 | 55.399 | 0 | 0 |  |  | The annual cents per kWh is a flat energy fee paying for
0.53424 | 0 | 0.11247 | 207 | 53.424 | 0 | 0 |  |  | all capital costs for the year, i.e. no demand charges.
0.52151 | 0 | 0.10659 | 207 | 52.151 | 0 | 0
0.5156 | 0 | 0.11544 | 207 | 51.56 | 0 | 0
0.51723 | 0 | 0.13522 | 207 | 51.723 | 0 | 0
0.5263 | 0 | 0.14906 | 207 | 52.63 | 0 | 0
0.54786 | 0 | 0.16203 | 207 | 54.786 | 0 | 0
0.58562 | 0 | 0.12973 | 207 | 58.562 | 0 | 0
0.6232 | 0 | 0.11725 | 207 | 62.32 | 0 | 0
0.6463 | 0.0065 | 0.09123 | 207 | 64.63 | 0 | 0
0.6578 | 0.0336 | 0.09053 | 207 | 65.78 | 0 | 0
0.67272 | 0.0775 | 0.08508 | 207 | 67.272 | 0 | 0
0.68372 | 0.0848 | 0.05668 | 207 | 68.372 | 0 | 0
0.68941 | 0.1 | 0.05606 | 207 | 68.941 | 0 | 0
0.68984 | 0.1264 | 0.05796 | 207 | 68.984 | 0 | 0
0.68849 | 0.1007 | 0.06097 | 207 | 68.849 | 0 | 0
0.68577 | 0.0662 | 0.09367 | 207 | 68.577 | 0 | 0
0.68476 | 0.0324 | 0.07823 | 207 | 68.476 | 0 | 0
0.69277 | 0.0051 | 0.07553 | 207 | 69.277 | 0 | 0
0.72099 | 0 | 0.0577 | 207 | 72.099 | 0 | 0
0.71125 | 0 | 0.03907 | 207 | 71.125 | 0 | 0
0.69454 | 0 | 0.02646 | 207 | 69.454 | 0 | 0
0.67392 | 0 | 0.03513 | 207 | 67.392 | 0 | 0
0.64527 | 0 | 0.04579 | 207 | 64.527 | 0 | 0
0.60721 | 0 | 0.02827 | 207 | 60.721 | 0 | 0
0.58212 | 0 | 0.04322 | 207 | 58.212 | 0 | 0
0.56054 | 0 | 0.06427 | 207 | 56.054 | 0 | 0
0.5518 | 0 | 0.09249 | 207 | 55.18 | 0 | 0
0.54904 | 0 | 0.13151 | 207 | 54.904 | 0 | 0
0.55465 | 0 | 0.15508 | 207 | 55.465 | 0 | 0
0.57279 | 0 | 0.14633 | 207 | 57.279 | 0 | 0
0.60396 | 0 | 0.16681 | 207 | 60.396 | 0 | 0
0.63754 | 0.0004 | 0.16535 | 207 | 63.754 | 0 | 0
0.65069 | 0.1827 | 0.16902 | 207 | 65.069 | 0 | 0
0.65419 | 0.6171 | 0.16915 | 207 | 65.419 | 0 | 0
0.65785 | 0.7136 | 0.18565 | 207 | 65.785 | 0 | 0
0.65477 | 0.7311 | 0.22011 | 207 | 65.477 | 0 | 0
0.64457 | 0.7208 | 0.26054 | 207 | 64.457 | 0 | 0
0.62769 | 0.7159 | 0.29049 | 207 | 62.769 | 0 | 0
0.61347 | 0.7341 | 0.33658 | 207 | 61.347 | 0 | 0
0.60035 | 0.7261 | 0.36095 | 207 | 60.035 | 0 | 0
0.59679 | 0.5402 | 0.29663 | 207 | 59.679 | 0 | 0
0.60603 | 0.1048 | 0.23506 | 207 | 60.603 | 0 | 0
0.64346 | 0 | 0.18928 | 207 | 64.346 | 0 | 0
0.65371 | 0 | 0.18623 | 207 | 65.371 | 0 | 0
0.65607 | 0 | 0.26249 | 207 | 65.607 | 0 | 0
0.65017 | 0 | 0.26801 | 207 | 65.017 | 0 | 0
0.63196 | 0 | 0.23931 | 207 | 63.196 | 0 | 0
0.60391 | 0 | 0.24461 | 207 | 60.391 | 0 | 0
0.58393 | 0 | 0.29867 | 207 | 58.393 | 0 | 0
0.57226 | 0 | 0.36918 | 207 | 57.226 | 0 | 0
0.56938 | 0 | 0.41965 | 207 | 56.938 | 0 | 0
0.57115 | 0 | 0.45543 | 207 | 57.115 | 0 | 0
0.57637 | 0 | 0.48202 | 207 | 57.637 | 0 | 0
0.59731 | 0 | 0.47401 | 207 | 59.731 | 0 | 0
0.63298 | 0 | 0.42367 | 207 | 63.298 | 0 | 0
0.66668 | 0.0019 | 0.37272 | 207 | 66.668 | 0 | 0
0.67099 | 0.2436 | 0.32516 | 207 | 67.099 | 0 | 0
0.64554 | 0.749 | 0.25156 | 207 | 64.554 | 0 | 0
0.61762 | 0.8337 | 0.09639 | 207 | 61.762 | 0 | 0
0.58693 | 0.8343 | 0.0449 | 207 | 58.693 | 0 | 0
0.55772 | 0.8227 | 0.05082 | 207 | 55.772 | 0 | 0
0.53412 | 0.8256 | 0.05622 | 207 | 53.412 | 0 | 0
0.51683 | 0.8343 | 0.06865 | 207 | 51.683 | 0 | 0
0.50183 | 0.8081 | 0.08046 | 207 | 50.183 | 0 | 0
0.49408 | 0.6037 | 0.06631 | 207 | 49.408 | 0 | 0
0.49373 | 0.1199 | 0.0522 | 207 | 49.373 | 0 | 0
0.53057 | 0 | 0.06241 | 207 | 53.057 | 0 | 0
0.54218 | 0 | 0.10364 | 207 | 54.218 | 0 | 0
0.54422 | 0 | 0.14695 | 207 | 54.422 | 0 | 0
0.54503 | 0 | 0.1734 | 207 | 54.503 | 0 | 0
0.53988 | 0 | 0.1937 | 207 | 53.988 | 0 | 0
0.52594 | 0 | 0.20556 | 207 | 52.594 | 0 | 0
0.50882 | 0 | 0.18875 | 207 | 50.882 | 0 | 0
0.50256 | 0 | 0.20954 | 207 | 50.256 | 0 | 0
0.50298 | 0 | 0.22847 | 207 | 50.298 | 0 | 0
0.50631 | 0 | 0.23006 | 207 | 50.631 | 0 | 0
0.51503 | 0 | 0.23661 | 207 | 51.503 | 0 | 0
0.52881 | 0 | 0.19985 | 207 | 52.881 | 0 | 0
0.55069 | 0 | 0.16933 | 207 | 55.069 | 0 | 0
0.57847 | 0.0025 | 0.17433 | 207 | 57.847 | 0 | 0
0.59424 | 0.2225 | 0.17994 | 207 | 59.424 | 0 | 0
0.57807 | 0.7315 | 0.16508 | 207 | 57.807 | 0 | 0
0.54688 | 0.7669 | 0.1281 | 207 | 54.688 | 0 | 0
0.51822 | 0.751 | 0.11045 | 207 | 51.822 | 0 | 0
0.49561 | 0.7459 | 0.14491 | 207 | 49.561 | 0 | 0
0.47546 | 0.7519 | 0.21042 | 207 | 47.546 | 0 | 0
0.46397 | 0.7621 | 0.26448 | 207 | 46.397 | 0 | 0
0.458 | 0.7238 | 0.28655 | 207 | 45.8 | 0 | 0
0.45311 | 0.5162 | 0.31764 | 207 | 45.311 | 0 | 0
0.45549 | 0.0843 | 0.30411 | 207 | 45.549 | 0 | 0
0.48646 | 0 | 0.41014 | 207 | 48.646 | 0 | 0
0.49491 | 0 | 0.58101 | 207 | 49.491 | 0 | 0
0.488 | 0 | 0.67209 | 207 | 48.8 | 0 | 0
0.48898 | 0 | 0.70925 | 207 | 48.898 | 0 | 0
0.47876 | 0 | 0.70199 | 207 | 47.876 | 0 | 0
0.47224 | 0 | 0.69363 | 207 | 47.224 | 0 | 0
0.45411 | 0 | 0.67223 | 207 | 45.411 | 0 | 0
0.4451 | 0 | 0.66931 | 207 | 44.51 | 0 | 0
0.44008 | 0 | 0.6613 | 207 | 44.008 | 0 | 0
0.43996 | 0 | 0.66356 | 207 | 43.996 | 0 | 0
0.44337 | 0 | 0.67453 | 207 | 44.337 | 0 | 0
0.45057 | 0 | 0.6655 | 207 | 45.057 | 0 | 0
0.46769 | 0 | 0.67727 | 207 | 46.769 | 0 | 0
0.48703 | 0.0014 | 0.72765 | 207 | 48.703 | 0 | 0
0.49806 | 0.083 | 0.73185 | 207 | 49.806 | 0 | 0
0.49861 | 0.3186 | 0.67762 | 207 | 49.861 | 0 | 0
0.48898 | 0.46 | 0.65245 | 207 | 48.898 | 0 | 0
0.47876 | 0.3699 | 0.69739 | 207 | 47.876 | 0 | 0
0.47348 | 0.3268 | 0.73026 | 207 | 47.348 | 0 | 0
0.46684 | 0.3082 | 0.7123 | 207 | 46.684 | 0 | 0
0.46252 | 0.2743 | 0.70332 | 207 | 46.252 | 0 | 0
0.45693 | 0.2502 | 0.6893 | 207 | 45.693 | 0 | 0
0.45839 | 0.1537 | 0.69717 | 207 | 45.839 | 0 | 0
0.4627 | 0.023 | 0.70368 | 207 | 46.27 | 0 | 0
0.49384 | 0 | 0.7422 | 207 | 49.384 | 0 | 0
0.49975 | 0 | 0.7403 | 207 | 49.975 | 0 | 0
0.49528 | 0 | 0.7541 | 207 | 49.528 | 0 | 0
0.48494 | 0 | 0.74875 | 207 | 48.494 | 0 | 0
0.46416 | 0 | 0.72035 | 207 | 46.416 | 0 | 0
0.43784 | 0 | 0.6839 | 207 | 43.784 | 0 | 0
0.41024 | 0 | 0.63759 | 207 | 41.024 | 0 | 0
0.39411 | 0 | 0.60707 | 207 | 39.411 | 0 | 0
0.38579 | 0 | 0.57301 | 207 | 38.579 | 0 | 0
0.38175 | 0 | 0.56297 | 207 | 38.175 | 0 | 0
0.38273 | 0 | 0.57106 | 207 | 38.273 | 0 | 0
0.40054 | 0 | 0.56394 | 207 | 40.054 | 0 | 0
0.43606 | 0 | 0.52842 | 207 | 43.606 | 0 | 0
0.4741 | 0.0002 | 0.53399 | 207 | 47.41 | 0 | 0
0.47915 | 0.1298 | 0.51303 | 207 | 47.915 | 0 | 0
0.48359 | 0.5768 | 0.45504 | 207 | 48.359 | 0 | 0
0.48882 | 0.7081 | 0.37298 | 207 | 48.882 | 0 | 0
0.49502 | 0.7075 | 0.31964 | 207 | 49.502 | 0 | 0
0.49522 | 0.6959 | 0.28341 | 207 | 49.522 | 0 | 0
0.49842 | 0.6584 | 0.30415 | 207 | 49.842 | 0 | 0
0.50223 | 0.6695 | 0.3337 | 207 | 50.223 | 0 | 0
0.5004 | 0.7093 | 0.3291 | 207 | 50.04 | 0 | 0
0.49754 | 0.5451 | 0.29279 | 207 | 49.754 | 0 | 0
0.49444 | 0.1131 | 0.29168 | 207 | 49.444 | 0 | 0
0.52244 | 0 | 0.34365 | 207 | 52.244 | 0 | 0
0.53004 | 0 | 0.39196 | 207 | 53.004 | 0 | 0
0.51981 | 0 | 0.42089 | 207 | 51.981 | 0 | 0
0.50358 | 0 | 0.46136 | 207 | 50.358 | 0 | 0
0.47927 | 0 | 0.51099 | 207 | 47.927 | 0 | 0
0.44916 | 0 | 0.50617 | 207 | 44.916 | 0 | 0
0.41843 | 0 | 0.46379 | 207 | 41.843 | 0 | 0
0.40266 | 0 | 0.4173 | 207 | 40.266 | 0 | 0
0.39567 | 0 | 0.36285 | 207 | 39.567 | 0 | 0
0.39318 | 0 | 0.3245 | 207 | 39.318 | 0 | 0
0.39873 | 0 | 0.33795 | 207 | 39.873 | 0 | 0
0.4179 | 0 | 0.36188 | 207 | 41.79 | 0 | 0
0.45913 | 0 | 0.38068 | 207 | 45.913 | 0 | 0
0.50807 | 0.0016 | 0.35989 | 207 | 50.807 | 0 | 0
0.50509 | 0.0954 | 0.36396 | 207 | 50.509 | 0 | 0
0.50238 | 0.2518 | 0.40541 | 207 | 50.238 | 0 | 0
0.50376 | 0.3692 | 0.44212 | 207 | 50.376 | 0 | 0
0.50367 | 0.5117 | 0.48494 | 207 | 50.367 | 0 | 0
0.50521 | 0.5904 | 0.48604 | 207 | 50.521 | 0 | 0
0.50253 | 0.6513 | 0.45119 | 207 | 50.253 | 0 | 0
0.50323 | 0.6773 | 0.39284 | 207 | 50.323 | 0 | 0
0.50077 | 0.5615 | 0.39373 | 207 | 50.077 | 0 | 0
0.49523 | 0.3875 | 0.36776 | 207 | 49.523 | 0 | 0
0.49816 | 0.042 | 0.33445 | 207 | 49.816 | 0 | 0
0.52772 | 0 | 0.32419 | 207 | 52.772 | 0 | 0
0.53675 | 0 | 0.38776 | 207 | 53.675 | 0 | 0
0.52999 | 0 | 0.40837 | 207 | 52.999 | 0 | 0
0.51487 | 0 | 0.39081 | 207 | 51.487 | 0 | 0
0.4926 | 0 | 0.37984 | 207 | 49.26 | 0 | 0
0.45812 | 0 | 0.34874 | 207 | 45.812 | 0 | 0
0.43604 | 0 | 0.35294 | 207 | 43.604 | 0 | 0
0.42035 | 0 | 0.33538 | 207 | 42.035 | 0 | 0
0.41671 | 0 | 0.33587 | 207 | 41.671 | 0 | 0
0.41507 | 0 | 0.32003 | 207 | 41.507 | 0 | 0
0.42295 | 0 | 0.30141 | 207 | 42.295 | 0 | 0
0.44327 | 0 | 0.26116 | 207 | 44.327 | 0 | 0
0.48935 | 0 | 0.20175 | 207 | 48.935 | 0 | 0
0.54217 | 0.0014 | 0.1979 | 207 | 54.217 | 0 | 0
0.54166 | 0.0694 | 0.1903 | 207 | 54.166 | 0 | 0
0.53781 | 0.2124 | 0.17074 | 207 | 53.781 | 0 | 0
0.53191 | 0.3191 | 0.1661 | 207 | 53.191 | 0 | 0
0.52413 | 0.3989 | 0.19609 | 207 | 52.413 | 0 | 0
0.51056 | 0.4447 | 0.1868 | 207 | 51.056 | 0 | 0
0.50154 | 0.489 | 0.16889 | 207 | 50.154 | 0 | 0
0.49554 | 0.4266 | 0.16787 | 207 | 49.554 | 0 | 0
0.48804 | 0.3419 | 0.19295 | 207 | 48.804 | 0 | 0
0.48772 | 0.148 | 0.19874 | 207 | 48.772 | 0 | 0
0.4973 | 0.0292 | 0.1872 | 207 | 49.73 | 0 | 0
0.53486 | 0 | 0.17411 | 207 | 53.486 | 0 | 0
0.54928 | 0 | 0.21246 | 207 | 54.928 | 0 | 0
0.55041 | 0 | 0.22356 | 207 | 55.041 | 0 | 0
0.54445 | 0 | 0.25417 | 207 | 54.445 | 0 | 0
0.52476 | 0 | 0.26633 | 207 | 52.476 | 0 | 0
0.49437 | 0 | 0.29225 | 207 | 49.437 | 0 | 0
0.47056 | 0 | 0.29601 | 207 | 47.056 | 0 | 0
0.45967 | 0 | 0.29681 | 207 | 45.967 | 0 | 0
0.45575 | 0 | 0.29969 | 207 | 45.575 | 0 | 0
0.45579 | 0 | 0.28805 | 207 | 45.579 | 0 | 0
0.46307 | 0 | 0.31649 | 207 | 46.307 | 0 | 0
0.48483 | 0 | 0.37126 | 207 | 48.483 | 0 | 0
0.53059 | 0 | 0.37656 | 207 | 53.059 | 0 | 0
0.58179 | 0.0008 | 0.3767 | 207 | 58.179 | 0 | 0
0.57465 | 0.0757 | 0.4127 | 207 | 57.465 | 0 | 0
0.56737 | 0.3935 | 0.40996 | 207 | 56.737 | 0 | 0
0.5596 | 0.5627 | 0.44314 | 207 | 55.96 | 0 | 0
0.54928 | 0.6195 | 0.45831 | 207 | 54.928 | 0 | 0
0.53727 | 0.6195 | 0.45415 | 207 | 53.727 | 0 | 0
0.52779 | 0.622 | 0.42788 | 207 | 52.779 | 0 | 0
0.51808 | 0.5706 | 0.41814 | 207 | 51.808 | 0 | 0
0.51118 | 0.4546 | 0.40912 | 207 | 51.118 | 0 | 0
0.51258 | 0.247 | 0.4499 | 207 | 51.258 | 0 | 0
0.5215 | 0.046 | 0.44818 | 207 | 52.15 | 0 | 0
0.55289 | 0 | 0.45933 | 207 | 55.289 | 0 | 0
0.56086 | 0 | 0.52953 | 207 | 56.086 | 0 | 0
0.56064 | 0 | 0.60371 | 207 | 56.064 | 0 | 0
0.55144 | 0 | 0.64378 | 207 | 55.144 | 0 | 0
0.52715 | 0 | 0.6674 | 207 | 52.715 | 0 | 0
0.49459 | 0 | 0.64825 | 207 | 49.459 | 0 | 0
0.46954 | 0 | 0.64352 | 207 | 46.954 | 0 | 0
0.45468 | 0 | 0.63644 | 207 | 45.468 | 0 | 0
0.4481 | 0 | 0.62821 | 207 | 44.81 | 0 | 0
0.44571 | 0 | 0.60176 | 207 | 44.571 | 0 | 0
0.45309 | 0 | 0.57597 | 207 | 45.309 | 0 | 0
0.46961 | 0 | 0.59818 | 207 | 46.961 | 0 | 0
0.51318 | 0 | 0.61065 | 207 | 51.318 | 0 | 0
0.56023 | 0.0001 | 0.593 | 207 | 56.023 | 0 | 0
0.55819 | 0.0151 | 0.58172 | 207 | 55.819 | 0 | 0
0.55305 | 0.0552 | 0.5677 | 207 | 55.305 | 0 | 0
0.55709 | 0.0982 | 0.5903 | 207 | 55.709 | 0 | 0
0.55219 | 0.1869 | 0.59221 | 207 | 55.219 | 0 | 0
0.54231 | 0.2657 | 0.55686 | 207 | 54.231 | 0 | 0
0.5331 | 0.3123 | 0.53851 | 207 | 53.31 | 0 | 0
0.52988 | 0.3567 | 0.58557 | 207 | 52.988 | 0 | 0
0.52127 | 0.3466 | 0.57925 | 207 | 52.127 | 0 | 0
0.52328 | 0.2818 | 0.55669 | 207 | 52.328 | 0 | 0
0.53051 | 0.1169 | 0.51988 | 207 | 53.051 | 0 | 0
0.54994 | 0.0001 | 0.56089 | 207 | 54.994 | 0 | 0
0.54392 | 0 | 0.55664 | 207 | 54.392 | 0 | 0
0.53337 | 0 | 0.44141 | 207 | 53.337 | 0 | 0
0.51973 | 0 | 0.42195 | 207 | 51.973 | 0 | 0
0.49825 | 0 | 0.43663 | 207 | 49.825 | 0 | 0
0.47609 | 0 | 0.42266 | 207 | 47.609 | 0 | 0
0.44861 | 0 | 0.43717 | 207 | 44.861 | 0 | 0
0.43257 | 0 | 0.46172 | 207 | 43.257 | 0 | 0
0.42141 | 0 | 0.48021 | 207 | 42.141 | 0 | 0
0.41735 | 0 | 0.52148 | 207 | 41.735 | 0 | 0
0.41977 | 0 | 0.56385 | 207 | 41.977 | 0 | 0
0.4306 | 0 | 0.5915 | 207 | 43.06 | 0 | 0
0.45139 | 0 | 0.59499 | 207 | 45.139 | 0 | 0
0.47689 | 0.0018 | 0.58982 | 207 | 47.689 | 0 | 0
0.49732 | 0.2209 | 0.57889 | 207 | 49.732 | 0 | 0
0.51024 | 0.6863 | 0.55483 | 207 | 51.024 | 0 | 0
0.51769 | 0.6567 | 0.59588 | 207 | 51.769 | 0 | 0
0.52312 | 0.6512 | 0.65334 | 207 | 52.312 | 0 | 0
0.52373 | 0.6827 | 0.64064 | 207 | 52.373 | 0 | 0
0.52144 | 0.6926 | 0.63078 | 207 | 52.144 | 0 | 0
0.51267 | 0.7351 | 0.6041 | 207 | 51.267 | 0 | 0
0.50968 | 0.7497 | 0.54651 | 207 | 50.968 | 0 | 0
0.50959 | 0.6116 | 0.46003 | 207 | 50.959 | 0 | 0
0.5164 | 0.1565 | 0.3456 | 207 | 51.64 | 0 | 0
0.53377 | 0.0001 | 0.22559 | 207 | 53.377 | 0 | 0
0.5455 | 0 | 0.21047 | 207 | 54.55 | 0 | 0
0.53973 | 0 | 0.22612 | 207 | 53.973 | 0 | 0
0.53611 | 0 | 0.21794 | 207 | 53.611 | 0 | 0
0.52277 | 0 | 0.1876 | 207 | 52.277 | 0 | 0
0.5124 | 0 | 0.19392 | 207 | 51.24 | 0 | 0
0.49593 | 0 | 0.1922 | 207 | 49.593 | 0 | 0
0.48457 | 0 | 0.21263 | 207 | 48.457 | 0 | 0
0.48357 | 0 | 0.24236 | 207 | 48.357 | 0 | 0
0.48415 | 0 | 0.24404 | 207 | 48.415 | 0 | 0
0.48887 | 0 | 0.25227 | 207 | 48.887 | 0 | 0
0.49754 | 0 | 0.25302 | 207 | 49.754 | 0 | 0
0.51521 | 0 | 0.25249 | 207 | 51.521 | 0 | 0
0.54161 | 0.0016 | 0.267 | 207 | 54.161 | 0 | 0
0.56172 | 0.1835 | 0.24585 | 207 | 56.172 | 0 | 0
0.5733 | 0.443 | 0.19392 | 207 | 57.33 | 0 | 0
0.57656 | 0.4242 | 0.15672 | 207 | 57.656 | 0 | 0
0.5655 | 0.418 | 0.09466 | 207 | 56.55 | 0 | 0
0.55457 | 0.5286 | 0.06246 | 207 | 55.457 | 0 | 0
0.54084 | 0.6588 | 0.0522 | 207 | 54.084 | 0 | 0
0.5302 | 0.6847 | 0.05348 | 207 | 53.02 | 0 | 0
0.52319 | 0.676 | 0.05874 | 207 | 52.319 | 0 | 0
0.52736 | 0.5444 | 0.07524 | 207 | 52.736 | 0 | 0
0.53962 | 0.1474 | 0.09201 | 207 | 53.962 | 0 | 0
0.57998 | 0.0001 | 0.10116 | 207 | 57.998 | 0 | 0
0.59963 | 0 | 0.10833 | 207 | 59.963 | 0 | 0
0.602 | 0 | 0.09855 | 207 | 60.2 | 0 | 0
0.59409 | 0 | 0.08688 | 207 | 59.409 | 0 | 0
0.57478 | 0 | 0.07944 | 207 | 57.478 | 0 | 0
0.54452 | 0 | 0.0756 | 207 | 54.452 | 0 | 0
0.52468 | 0 | 0.05923 | 207 | 52.468 | 0 | 0
0.5114 | 0 | 0.05458 | 207 | 51.14 | 0 | 0
0.50851 | 0 | 0.05357 | 207 | 50.851 | 0 | 0
0.51254 | 0 | 0.05082 | 207 | 51.254 | 0 | 0
0.52234 | 0 | 0.05122 | 207 | 52.234 | 0 | 0
0.55011 | 0 | 0.05578 | 207 | 55.011 | 0 | 0
0.6049 | 0 | 0.06498 | 207 | 60.49 | 0 | 0
0.65707 | 0.0004 | 0.07414 | 207 | 65.707 | 0 | 0
0.6547 | 0.0223 | 0.08573 | 207 | 65.47 | 0 | 0
0.64852 | 0.0785 | 0.0901 | 207 | 64.852 | 0 | 0
0.64206 | 0.1497 | 0.07462 | 207 | 64.206 | 0 | 0
0.63069 | 0.2531 | 0.08922 | 207 | 63.069 | 0 | 0
0.60926 | 0.274 | 0.10006 | 207 | 60.926 | 0 | 0
0.58746 | 0.2925 | 0.0974 | 207 | 58.746 | 0 | 0
0.56885 | 0.2987 | 0.10638 | 207 | 56.885 | 0 | 0
0.5526 | 0.2238 | 0.09895 | 207 | 55.26 | 0 | 0
0.55395 | 0.119 | 0.08546 | 207 | 55.395 | 0 | 0
0.56957 | 0.0178 | 0.07122 | 207 | 56.957 | 0 | 0
0.61747 | 0.0001 | 0.08396 | 207 | 61.747 | 0 | 0
0.6315 | 0 | 0.14221 | 207 | 63.15 | 0 | 0
0.63138 | 0 | 0.18393 | 207 | 63.138 | 0 | 0
0.61934 | 0 | 0.1949 | 207 | 61.934 | 0 | 0
0.58875 | 0 | 0.18945 | 207 | 58.875 | 0 | 0
0.55583 | 0 | 0.17057 | 207 | 55.583 | 0 | 0
0.53152 | 0 | 0.15597 | 207 | 53.152 | 0 | 0
0.51869 | 0 | 0.17791 | 207 | 51.869 | 0 | 0
0.50835 | 0 | 0.17074 | 207 | 50.835 | 0 | 0
0.50736 | 0 | 0.16017 | 207 | 50.736 | 0 | 0
0.51136 | 0 | 0.15783 | 207 | 51.136 | 0 | 0
0.53191 | 0 | 0.17012 | 207 | 53.191 | 0 | 0
0.57851 | 0 | 0.15429 | 207 | 57.851 | 0 | 0
0.62634 | 0.0002 | 0.13783 | 207 | 62.634 | 0 | 0
0.62009 | 0.0198 | 0.15433 | 207 | 62.009 | 0 | 0
0.60657 | 0.0688 | 0.15708 | 207 | 60.657 | 0 | 0
0.60422 | 0.1287 | 0.12585 | 207 | 60.422 | 0 | 0
0.59642 | 0.2474 | 0.14208 | 207 | 59.642 | 0 | 0
0.58404 | 0.3839 | 0.18627 | 207 | 58.404 | 0 | 0
0.57258 | 0.4591 | 0.2148 | 207 | 57.258 | 0 | 0
0.56283 | 0.5876 | 0.23448 | 207 | 56.283 | 0 | 0
0.55671 | 0.5829 | 0.24267 | 207 | 55.671 | 0 | 0
0.55901 | 0.4819 | 0.22369 | 207 | 55.901 | 0 | 0
0.57486 | 0.1542 | 0.22104 | 207 | 57.486 | 0 | 0
0.60773 | 0.0002 | 0.25054 | 207 | 60.773 | 0 | 0
0.61195 | 0 | 0.33905 | 207 | 61.195 | 0 | 0
0.60378 | 0 | 0.41655 | 207 | 60.378 | 0 | 0
0.58534 | 0 | 0.44159 | 207 | 58.534 | 0 | 0
0.55677 | 0 | 0.4542 | 207 | 55.677 | 0 | 0
0.52136 | 0 | 0.46835 | 207 | 52.136 | 0 | 0
0.4928 | 0 | 0.45694 | 207 | 49.28 | 0 | 0
0.47577 | 0 | 0.45827 | 207 | 47.577 | 0 | 0
0.47013 | 0 | 0.4687 | 207 | 47.013 | 0 | 0
0.46785 | 0 | 0.43544 | 207 | 46.785 | 0 | 0
0.47332 | 0 | 0.41368 | 207 | 47.332 | 0 | 0
0.49155 | 0 | 0.40089 | 207 | 49.155 | 0 | 0
0.53516 | 0 | 0.36303 | 207 | 53.516 | 0 | 0
0.57817 | 0.0008 | 0.33127 | 207 | 57.817 | 0 | 0
0.571 | 0.1794 | 0.32048 | 207 | 57.1 | 0 | 0
0.56478 | 0.5531 | 0.32428 | 207 | 56.478 | 0 | 0
0.5617 | 0.6448 | 0.30084 | 207 | 56.17 | 0 | 0
0.55196 | 0.6853 | 0.29849 | 207 | 55.196 | 0 | 0
0.53976 | 0.6919 | 0.33799 | 207 | 53.976 | 0 | 0
0.53125 | 0.6974 | 0.3732 | 207 | 53.125 | 0 | 0
0.51865 | 0.707 | 0.38585 | 207 | 51.865 | 0 | 0
0.50972 | 0.6576 | 0.42093 | 207 | 50.972 | 0 | 0
0.50971 | 0.5293 | 0.43217 | 207 | 50.971 | 0 | 0
0.5208 | 0.1316 | 0.4419 | 207 | 52.08 | 0 | 0
0.54488 | 0.0001 | 0.43867 | 207 | 54.488 | 0 | 0
0.55289 | 0 | 0.50812 | 207 | 55.289 | 0 | 0
0.54652 | 0 | 0.53107 | 207 | 54.652 | 0 | 0
0.5307 | 0 | 0.54067 | 207 | 53.07 | 0 | 0
0.50578 | 0 | 0.54974 | 207 | 50.578 | 0 | 0
0.46998 | 0 | 0.5435 | 207 | 46.998 | 0 | 0
0.43977 | 0 | 0.53324 | 207 | 43.977 | 0 | 0
0.42501 | 0 | 0.50493 | 207 | 42.501 | 0 | 0
0.41646 | 0 | 0.47362 | 207 | 41.646 | 0 | 0
0.41332 | 0 | 0.45495 | 207 | 41.332 | 0 | 0
0.41715 | 0 | 0.44531 | 207 | 41.715 | 0 | 0
0.43544 | 0 | 0.44659 | 207 | 43.544 | 0 | 0
0.47893 | 0 | 0.40157 | 207 | 47.893 | 0 | 0
0.52699 | 0.0012 | 0.34318 | 207 | 52.699 | 0 | 0
0.52336 | 0.1829 | 0.31377 | 207 | 52.336 | 0 | 0
0.52098 | 0.4498 | 0.22641 | 207 | 52.098 | 0 | 0
0.51822 | 0.6012 | 0.11239 | 207 | 51.822 | 0 | 0
0.51275 | 0.7001 | 0.0533 | 207 | 51.275 | 0 | 0
0.50368 | 0.7339 | 0.02181 | 207 | 50.368 | 0 | 0
0.49503 | 0.7857 | 0.01327 | 207 | 49.503 | 0 | 0
0.48948 | 0.7563 | 0.02309 | 207 | 48.948 | 0 | 0
0.48086 | 0.7299 | 0.03724 | 207 | 48.086 | 0 | 0
0.4821 | 0.589 | 0.04856 | 207 | 48.21 | 0 | 0
0.48554 | 0.1624 | 0.07846 | 207 | 48.554 | 0 | 0
0.51533 | 0.0002 | 0.13101 | 207 | 51.533 | 0 | 0
0.52967 | 0 | 0.23725 | 207 | 52.967 | 0 | 0
0.53041 | 0 | 0.30643 | 207 | 53.041 | 0 | 0
0.52234 | 0 | 0.36861 | 207 | 52.234 | 0 | 0
0.50127 | 0 | 0.42881 | 207 | 50.127 | 0 | 0
0.47275 | 0 | 0.522 | 207 | 47.275 | 0 | 0
0.45144 | 0 | 0.57667 | 207 | 45.144 | 0 | 0
0.4383 | 0 | 0.60268 | 207 | 43.83 | 0 | 0
0.4332 | 0 | 0.61829 | 207 | 43.32 | 0 | 0
0.43336 | 0 | 0.62661 | 207 | 43.336 | 0 | 0
0.4394 | 0 | 0.62926 | 207 | 43.94 | 0 | 0
0.45854 | 0 | 0.61683 | 207 | 45.854 | 0 | 0
0.50312 | 0 | 0.61949 | 207 | 50.312 | 0 | 0
0.55111 | 0.0004 | 0.62855 | 207 | 55.111 | 0 | 0
0.54602 | 0.137 | 0.64859 | 207 | 54.602 | 0 | 0
0.54358 | 0.5125 | 0.6347 | 207 | 54.358 | 0 | 0
0.53918 | 0.6655 | 0.61175 | 207 | 53.918 | 0 | 0
0.52877 | 0.6742 | 0.61781 | 207 | 52.877 | 0 | 0
0.5177 | 0.5785 | 0.66973 | 207 | 51.77 | 0 | 0
0.51353 | 0.4904 | 0.70251 | 207 | 51.353 | 0 | 0
0.50574 | 0.4772 | 0.72949 | 207 | 50.574 | 0 | 0
0.49956 | 0.5077 | 0.72082 | 207 | 49.956 | 0 | 0
0.49518 | 0.3897 | 0.70246 | 207 | 49.518 | 0 | 0
0.49849 | 0.1058 | 0.6761 | 207 | 49.849 | 0 | 0
0.51435 | 0.001 | 0.67517 | 207 | 51.435 | 0 | 0
0.51615 | 0 | 0.75519 | 207 | 51.615 | 0 | 0
0.50561 | 0 | 0.76638 | 207 | 50.561 | 0 | 0
0.4952 | 0 | 0.77571 | 207 | 49.52 | 0 | 0
0.47805 | 0 | 0.7804 | 207 | 47.805 | 0 | 0
0.45598 | 0 | 0.79022 | 207 | 45.598 | 0 | 0
0.43231 | 0 | 0.74745 | 207 | 43.231 | 0 | 0
0.41903 | 0 | 0.7436 | 207 | 41.903 | 0 | 0
0.41294 | 0 | 0.74377 | 207 | 41.294 | 0 | 0
0.41667 | 0 | 0.76731 | 207 | 41.667 | 0 | 0
0.42544 | 0 | 0.77341 | 207 | 42.544 | 0 | 0
0.4479 | 0 | 0.7685 | 207 | 44.79 | 0 | 0
0.47949 | 0 | 0.78655 | 207 | 47.949 | 0 | 0
0.51856 | 0.0017 | 0.80269 | 207 | 51.856 | 0 | 0
0.55254 | 0.201 | 0.76288 | 207 | 55.254 | 0 | 0
0.58104 | 0.6775 | 0.75129 | 207 | 58.104 | 0 | 0
0.59853 | 0.8404 | 0.80335 | 207 | 59.853 | 0 | 0
0.59453 | 0.8407 | 0.79946 | 207 | 59.453 | 0 | 0
0.58699 | 0.8298 | 0.77115 | 207 | 58.699 | 0 | 0
0.56994 | 0.8333 | 0.75297 | 207 | 56.994 | 0 | 0
0.55581 | 0.8356 | 0.74926 | 207 | 55.581 | 0 | 0
0.54491 | 0.8211 | 0.72126 | 207 | 54.491 | 0 | 0
0.54283 | 0.6802 | 0.63846 | 207 | 54.283 | 0 | 0
0.54873 | 0.2099 | 0.55341 | 207 | 54.873 | 0 | 0
0.58379 | 0.0009 | 0.36733 | 207 | 58.379 | 0 | 0
0.61054 | 0 | 0.33 | 207 | 61.054 | 0 | 0
0.61007 | 0 | 0.32076 | 207 | 61.007 | 0 | 0
0.61208 | 0 | 0.28077 | 207 | 61.208 | 0 | 0
0.60492 | 0 | 0.25733 | 207 | 60.492 | 0 | 0
0.59312 | 0 | 0.27449 | 207 | 59.312 | 0 | 0
0.58057 | 0 | 0.24464 | 207 | 58.057 | 0 | 0
0.57521 | 0 | 0.24862 | 207 | 57.521 | 0 | 0
0.57672 | 0 | 0.24764 | 207 | 57.672 | 0 | 0
0.57727 | 0 | 0.28891 | 207 | 57.727 | 0 | 0
0.58447 | 0 | 0.30023 | 207 | 58.447 | 0 | 0
0.59821 | 0 | 0.3051 | 207 | 59.821 | 0 | 0
0.61779 | 0 | 0.33973 | 207 | 61.779 | 0 | 0
0.64394 | 0.0049 | 0.37507 | 207 | 64.394 | 0 | 0
0.66161 | 0.2356 | 0.3986 | 207 | 66.161 | 0 | 0
0.65646 | 0.7106 | 0.36003 | 207 | 65.646 | 0 | 0
0.63155 | 0.7619 | 0.28896 | 207 | 63.155 | 0 | 0
0.59786 | 0.8104 | 0.30497 | 207 | 59.786 | 0 | 0
0.56779 | 0.812 | 0.31465 | 207 | 56.779 | 0 | 0
0.53847 | 0.7906 | 0.29059 | 207 | 53.847 | 0 | 0
0.51392 | 0.7857 | 0.27458 | 207 | 51.392 | 0 | 0
0.50056 | 0.7595 | 0.25746 | 207 | 50.056 | 0 | 0
0.48972 | 0.6142 | 0.27781 | 207 | 48.972 | 0 | 0
0.50052 | 0.1699 | 0.30594 | 207 | 50.052 | 0 | 0
0.54311 | 0.0006 | 0.37675 | 207 | 54.311 | 0 | 0
0.57124 | 0 | 0.56137 | 207 | 57.124 | 0 | 0
0.57799 | 0 | 0.69185 | 207 | 57.799 | 0 | 0
0.57607 | 0 | 0.73409 | 207 | 57.607 | 0 | 0
0.5774 | 0 | 0.75134 | 207 | 57.74 | 0 | 0
0.55412 | 0 | 0.75638 | 207 | 55.412 | 0 | 0
0.53799 | 0 | 0.76602 | 207 | 53.799 | 0 | 0
0.53062 | 0 | 0.75098 | 207 | 53.062 | 0 | 0
0.52709 | 0 | 0.73723 | 207 | 52.709 | 0 | 0
0.53266 | 0 | 0.75439 | 207 | 53.266 | 0 | 0
0.54491 | 0 | 0.75912 | 207 | 54.491 | 0 | 0
0.56625 | 0 | 0.74276 | 207 | 56.625 | 0 | 0
0.61127 | 0 | 0.75266 | 207 | 61.127 | 0 | 0
0.64909 | 0.0044 | 0.77217 | 207 | 64.909 | 0 | 0
0.65805 | 0.1557 | 0.79322 | 207 | 65.805 | 0 | 0
0.64192 | 0.4476 | 0.74249 | 207 | 64.192 | 0 | 0
0.62661 | 0.5682 | 0.73931 | 207 | 62.661 | 0 | 0
0.60084 | 0.6161 | 0.79517 | 207 | 60.084 | 0 | 0
0.56911 | 0.5316 | 0.8126 | 207 | 56.911 | 0 | 0
0.545 | 0.5239 | 0.80994 | 207 | 54.5 | 0 | 0
0.52575 | 0.4957 | 0.80366 | 207 | 52.575 | 0 | 0
0.51221 | 0.4347 | 0.80402 | 207 | 51.221 | 0 | 0
0.50824 | 0.3448 | 0.80203 | 207 | 50.824 | 0 | 0
0.51419 | 0.1262 | 0.82467 | 207 | 51.419 | 0 | 0
0.54714 | 0.001 | 0.84524 | 207 | 54.714 | 0 | 0
0.56286 | 0 | 0.86749 | 207 | 56.286 | 0 | 0
0.55942 | 0 | 0.86284 | 207 | 55.942 | 0 | 0
0.54362 | 0 | 0.86687 | 207 | 54.362 | 0 | 0
0.51611 | 0 | 0.85232 | 207 | 51.611 | 0 | 0
0.47966 | 0 | 0.77942 | 207 | 47.966 | 0 | 0
0.45359 | 0 | 0.75134 | 207 | 45.359 | 0 | 0
0.43638 | 0 | 0.72803 | 207 | 43.638 | 0 | 0
0.42602 | 0 | 0.71242 | 207 | 42.602 | 0 | 0
0.42408 | 0 | 0.71357 | 207 | 42.408 | 0 | 0
0.42711 | 0 | 0.7267 | 207 | 42.711 | 0 | 0
0.44428 | 0 | 0.72891 | 207 | 44.428 | 0 | 0
0.48361 | 0 | 0.68128 | 207 | 48.361 | 0 | 0
0.52815 | 0.0008 | 0.63081 | 207 | 52.815 | 0 | 0
0.51979 | 0.0707 | 0.53726 | 207 | 51.979 | 0 | 0
0.51526 | 0.3949 | 0.52156 | 207 | 51.526 | 0 | 0
0.5122 | 0.5731 | 0.45884 | 207 | 51.22 | 0 | 0
0.50883 | 0.5733 | 0.4741 | 207 | 50.883 | 0 | 0
0.50941 | 0.4953 | 0.52121 | 207 | 50.941 | 0 | 0
0.50671 | 0.5443 | 0.5293 | 207 | 50.671 | 0 | 0
0.50622 | 0.3929 | 0.64864 | 207 | 50.622 | 0 | 0
0.50443 | 0.1888 | 0.73665 | 207 | 50.443 | 0 | 0
0.5082 | 0.102 | 0.76421 | 207 | 50.82 | 0 | 0
0.51694 | 0.0225 | 0.7788 | 207 | 51.694 | 0 | 0
0.54811 | 0.0002 | 0.79517 | 207 | 54.811 | 0 | 0
0.55852 | 0 | 0.78075 | 207 | 55.852 | 0 | 0
0.56635 | 0 | 0.77978 | 207 | 56.635 | 0 | 0
0.55928 | 0 | 0.75545 | 207 | 55.928 | 0 | 0
0.54088 | 0 | 0.6934 | 207 | 54.088 | 0 | 0
0.51829 | 0 | 0.63612 | 207 | 51.829 | 0 | 0
0.50111 | 0 | 0.60644 | 207 | 50.111 | 0 | 0
0.4964 | 0 | 0.56557 | 207 | 49.64 | 0 | 0
0.49672 | 0 | 0.58154 | 207 | 49.672 | 0 | 0
0.50608 | 0 | 0.59335 | 207 | 50.608 | 0 | 0
0.52847 | 0 | 0.62037 | 207 | 52.847 | 0 | 0
0.56098 | 0 | 0.59428 | 207 | 56.098 | 0 | 0
0.62054 | 0 | 0.50944 | 207 | 62.054 | 0 | 0
0.68659 | 0.0014 | 0.46486 | 207 | 68.659 | 0 | 0
0.69377 | 0.2469 | 0.43562 | 207 | 69.377 | 0 | 0
0.68247 | 0.7741 | 0.33748 | 207 | 68.247 | 0 | 0
0.6696 | 0.8726 | 0.2997 | 207 | 66.96 | 0 | 0
0.65202 | 0.8897 | 0.29245 | 207 | 65.202 | 0 | 0
0.6291 | 0.88 | 0.26927 | 207 | 62.91 | 0 | 0
0.60639 | 0.8772 | 0.27463 | 207 | 60.639 | 0 | 0
0.58565 | 0.8864 | 0.27653 | 207 | 58.565 | 0 | 0
0.56612 | 0.8721 | 0.2748 | 207 | 56.612 | 0 | 0
0.56103 | 0.7283 | 0.26153 | 207 | 56.103 | 0 | 0
0.56678 | 0.2345 | 0.20824 | 207 | 56.678 | 0 | 0
0.60647 | 0.0019 | 0.11004 | 207 | 60.647 | 0 | 0
0.63738 | 0 | 0.11349 | 207 | 63.738 | 0 | 0
0.64952 | 0 | 0.14742 | 207 | 64.952 | 0 | 0
0.65039 | 0 | 0.19134 | 207 | 65.039 | 0 | 0
0.63362 | 0 | 0.23415 | 207 | 63.362 | 0 | 0
0.60624 | 0 | 0.26812 | 207 | 60.624 | 0 | 0
0.58727 | 0 | 0.3258 | 207 | 58.727 | 0 | 0
0.58055 | 0 | 0.35875 | 207 | 58.055 | 0 | 0
0.58038 | 0 | 0.43009 | 207 | 58.038 | 0 | 0
0.58705 | 0 | 0.50688 | 207 | 58.705 | 0 | 0
0.59853 | 0 | 0.53328 | 207 | 59.853 | 0 | 0
0.62745 | 0 | 0.53293 | 207 | 62.745 | 0 | 0
0.68383 | 0 | 0.53151 | 207 | 68.383 | 0 | 0
0.73877 | 0.0046 | 0.53311 | 207 | 73.877 | 0 | 0
0.71656 | 0.2738 | 0.50621 | 207 | 71.656 | 0 | 0
0.67264 | 0.7849 | 0.39144 | 207 | 67.264 | 0 | 0
0.62964 | 0.8615 | 0.32487 | 207 | 62.964 | 0 | 0
0.58961 | 0.8449 | 0.35565 | 207 | 58.961 | 0 | 0
0.55573 | 0.8215 | 0.35097 | 207 | 55.573 | 0 | 0
0.53155 | 0.8258 | 0.35654 | 207 | 53.155 | 0 | 0
0.51498 | 0.8453 | 0.37295 | 207 | 51.498 | 0 | 0
0.50037 | 0.8366 | 0.4051 | 207 | 50.037 | 0 | 0
0.49977 | 0.7161 | 0.40303 | 207 | 49.977 | 0 | 0
0.50544 | 0.2405 | 0.41298 | 207 | 50.544 | 0 | 0
0.5393 | 0.0023 | 0.40484 | 207 | 53.93 | 0 | 0
0.56749 | 0 | 0.463 | 207 | 56.749 | 0 | 0
0.57668 | 0 | 0.50237 | 207 | 57.668 | 0 | 0
0.57835 | 0 | 0.54315 | 207 | 57.835 | 0 | 0
0.56058 | 0 | 0.52174 | 207 | 56.058 | 0 | 0
0.53584 | 0 | 0.46605 | 207 | 53.584 | 0 | 0
0.51945 | 0 | 0.44071 | 207 | 51.945 | 0 | 0
0.51564 | 0 | 0.4504 | 207 | 51.564 | 0 | 0
0.51721 | 0 | 0.41245 | 207 | 51.721 | 0 | 0
0.52715 | 0 | 0.32752 | 207 | 52.715 | 0 | 0
0.54286 | 0 | 0.2618 | 207 | 54.286 | 0 | 0
0.56958 | 0 | 0.22725 | 207 | 56.958 | 0 | 0
0.62319 | 0 | 0.20266 | 207 | 62.319 | 0 | 0
0.67721 | 0.002 | 0.19267 | 207 | 67.721 | 0 | 0
0.66625 | 0.2294 | 0.19988 | 207 | 66.625 | 0 | 0
0.64017 | 0.6633 | 0.13787 | 207 | 64.017 | 0 | 0
0.61323 | 0.7613 | 0.13676 | 207 | 61.323 | 0 | 0
0.5832 | 0.7674 | 0.12641 | 207 | 58.32 | 0 | 0
0.55623 | 0.7701 | 0.11013 | 207 | 55.623 | 0 | 0
0.53489 | 0.7621 | 0.09952 | 207 | 53.489 | 0 | 0
0.51962 | 0.7881 | 0.11588 | 207 | 51.962 | 0 | 0
0.50437 | 0.8121 | 0.13645 | 207 | 50.437 | 0 | 0
0.50288 | 0.7016 | 0.13158 | 207 | 50.288 | 0 | 0
0.50912 | 0.2561 | 0.12858 | 207 | 50.912 | 0 | 0
0.53592 | 0.0027 | 0.13313 | 207 | 53.592 | 0 | 0
0.55584 | 0 | 0.18285 | 207 | 55.584 | 0 | 0
0.55501 | 0 | 0.19771 | 207 | 55.501 | 0 | 0
0.55219 | 0 | 0.19638 | 207 | 55.219 | 0 | 0
0.54402 | 0 | 0.20111 | 207 | 54.402 | 0 | 0
0.52316 | 0 | 0.19143 | 207 | 52.316 | 0 | 0
0.5071 | 0 | 0.18267 | 207 | 50.71 | 0 | 0
0.4962 | 0 | 0.16741 | 207 | 49.62 | 0 | 0
0.49113 | 0 | 0.15887 | 207 | 49.113 | 0 | 0
0.48957 | 0 | 0.15158 | 207 | 48.957 | 0 | 0
0.49114 | 0 | 0.16666 | 207 | 49.114 | 0 | 0
0.5036 | 0 | 0.15786 | 207 | 50.36 | 0 | 0
0.52421 | 0 | 0.14061 | 207 | 52.421 | 0 | 0
0.54935 | 0.0015 | 0.14273 | 207 | 54.935 | 0 | 0
0.56715 | 0.124 | 0.13393 | 207 | 56.715 | 0 | 0
0.56843 | 0.3679 | 0.13366 | 207 | 56.843 | 0 | 0
0.55669 | 0.4283 | 0.09501 | 207 | 55.669 | 0 | 0
0.53317 | 0.5693 | 0.11323 | 207 | 53.317 | 0 | 0
0.51156 | 0.7154 | 0.17834 | 207 | 51.156 | 0 | 0
0.49143 | 0.7473 | 0.17551 | 207 | 49.143 | 0 | 0
0.47834 | 0.7644 | 0.16042 | 207 | 47.834 | 0 | 0
0.46379 | 0.7157 | 0.1315 | 207 | 46.379 | 0 | 0
0.46388 | 0.5966 | 0.12902 | 207 | 46.388 | 0 | 0
0.46851 | 0.2337 | 0.12712 | 207 | 46.851 | 0 | 0
0.4981 | 0.0031 | 0.10655 | 207 | 49.81 | 0 | 0
0.51141 | 0 | 0.10606 | 207 | 51.141 | 0 | 0
0.51177 | 0 | 0.13795 | 207 | 51.177 | 0 | 0
0.51128 | 0 | 0.17206 | 207 | 51.128 | 0 | 0
0.50328 | 0 | 0.17444 | 207 | 50.328 | 0 | 0
0.48787 | 0 | 0.14238 | 207 | 48.787 | 0 | 0
0.47782 | 0 | 0.16317 | 207 | 47.782 | 0 | 0
0.46717 | 0 | 0.16078 | 207 | 46.717 | 0 | 0
0.46605 | 0 | 0.18692 | 207 | 46.605 | 0 | 0
0.46527 | 0 | 0.17298 | 207 | 46.527 | 0 | 0
0.46996 | 0 | 0.22907 | 207 | 46.996 | 0 | 0
0.48049 | 0 | 0.26476 | 207 | 48.049 | 0 | 0
0.49903 | 0 | 0.27051 | 207 | 49.903 | 0 | 0
0.52257 | 0.004 | 0.28091 | 207 | 52.257 | 0 | 0
0.53831 | 0.2592 | 0.27255 | 207 | 53.831 | 0 | 0
0.53744 | 0.7952 | 0.24123 | 207 | 53.744 | 0 | 0
0.51788 | 0.8947 | 0.14437 | 207 | 51.788 | 0 | 0
0.50014 | 0.8749 | 0.16184 | 207 | 50.014 | 0 | 0
0.48491 | 0.8501 | 0.15662 | 207 | 48.491 | 0 | 0
0.46874 | 0.8599 | 0.15883 | 207 | 46.874 | 0 | 0
0.4591 | 0.8618 | 0.1913 | 207 | 45.91 | 0 | 0
0.45446 | 0.8424 | 0.22664 | 207 | 45.446 | 0 | 0
0.45151 | 0.7225 | 0.24579 | 207 | 45.151 | 0 | 0
0.45677 | 0.2128 | 0.26565 | 207 | 45.677 | 0 | 0
0.4811 | 0.0014 | 0.27166 | 207 | 48.11 | 0 | 0
0.51518 | 0 | 0.34871 | 207 | 51.518 | 0 | 0
0.51967 | 0 | 0.41585 | 207 | 51.967 | 0 | 0
0.519 | 0 | 0.51594 | 207 | 51.9 | 0 | 0
0.50678 | 0 | 0.61551 | 207 | 50.678 | 0 | 0
0.48486 | 0 | 0.69061 | 207 | 48.486 | 0 | 0
0.46841 | 0 | 0.69118 | 207 | 46.841 | 0 | 0
0.45545 | 0 | 0.67478 | 207 | 45.545 | 0 | 0
0.45394 | 0 | 0.68137 | 207 | 45.394 | 0 | 0
0.45878 | 0 | 0.70963 | 207 | 45.878 | 0 | 0
0.46813 | 0 | 0.72714 | 207 | 46.813 | 0 | 0
0.49532 | 0 | 0.74174 | 207 | 49.532 | 0 | 0
0.54697 | 0 | 0.71418 | 207 | 54.697 | 0 | 0
0.60042 | 0.0042 | 0.63576 | 207 | 60.042 | 0 | 0
0.58471 | 0.274 | 0.62957 | 207 | 58.471 | 0 | 0
0.56578 | 0.7569 | 0.66027 | 207 | 56.578 | 0 | 0
0.54345 | 0.8408 | 0.68349 | 207 | 54.345 | 0 | 0
0.5237 | 0.8258 | 0.75227 | 207 | 52.37 | 0 | 0
0.5087 | 0.8181 | 0.77288 | 207 | 50.87 | 0 | 0
0.50092 | 0.8035 | 0.75961 | 207 | 50.092 | 0 | 0
0.49752 | 0.8107 | 0.74563 | 207 | 49.752 | 0 | 0
0.49184 | 0.7365 | 0.72476 | 207 | 49.184 | 0 | 0
0.49315 | 0.4582 | 0.70998 | 207 | 49.315 | 0 | 0
0.50382 | 0.2162 | 0.70653 | 207 | 50.382 | 0 | 0
0.53003 | 0.003 | 0.68022 | 207 | 53.003 | 0 | 0
0.55759 | 0 | 0.65173 | 207 | 55.759 | 0 | 0
0.55713 | 0 | 0.64457 | 207 | 55.713 | 0 | 0
0.55321 | 0 | 0.61223 | 207 | 55.321 | 0 | 0
0.53356 | 0 | 0.51621 | 207 | 53.356 | 0 | 0
0.5101 | 0 | 0.45548 | 207 | 51.01 | 0 | 0
0.49447 | 0 | 0.43969 | 207 | 49.447 | 0 | 0
0.49235 | 0 | 0.42421 | 207 | 49.235 | 0 | 0
0.4942 | 0 | 0.32368 | 207 | 49.42 | 0 | 0
0.50514 | 0 | 0.21151 | 207 | 50.514 | 0 | 0
0.52752 | 0 | 0.17002 | 207 | 52.752 | 0 | 0
0.56519 | 0 | 0.14308 | 207 | 56.519 | 0 | 0
0.63129 | 0 | 0.14653 | 207 | 63.129 | 0 | 0
0.68954 | 0.0057 | 0.15065 | 207 | 68.954 | 0 | 0
0.68442 | 0.152 | 0.18422 | 207 | 68.442 | 0 | 0
0.66021 | 0.389 | 0.19691 | 207 | 66.021 | 0 | 0
0.63762 | 0.4705 | 0.19607 | 207 | 63.762 | 0 | 0
0.61366 | 0.6222 | 0.21306 | 207 | 61.366 | 0 | 0
0.58914 | 0.6808 | 0.20965 | 207 | 58.914 | 0 | 0
0.56609 | 0.6634 | 0.22664 | 207 | 56.609 | 0 | 0
0.54726 | 0.5594 | 0.2254 | 207 | 54.726 | 0 | 0
0.53283 | 0.4097 | 0.23159 | 207 | 53.283 | 0 | 0
0.5324 | 0.2059 | 0.22938 | 207 | 53.24 | 0 | 0
0.55297 | 0.0577 | 0.18271 | 207 | 55.297 | 0 | 0
0.59975 | 0.0005 | 0.14322 | 207 | 59.975 | 0 | 0
0.62692 | 0 | 0.15883 | 207 | 62.692 | 0 | 0
0.63069 | 0 | 0.21354 | 207 | 63.069 | 0 | 0
0.6216 | 0 | 0.26715 | 207 | 62.16 | 0 | 0
0.59857 | 0 | 0.31222 | 207 | 59.857 | 0 | 0
0.56494 | 0 | 0.37525 | 207 | 56.494 | 0 | 0
0.54441 | 0 | 0.39422 | 207 | 54.441 | 0 | 0
0.53262 | 0 | 0.36103 | 207 | 53.262 | 0 | 0
0.52987 | 0 | 0.30495 | 207 | 52.987 | 0 | 0
0.53341 | 0 | 0.24157 | 207 | 53.341 | 0 | 0
0.54428 | 0 | 0.19132 | 207 | 54.428 | 0 | 0
0.57017 | 0 | 0.19097 | 207 | 57.017 | 0 | 0
0.62421 | 0 | 0.19287 | 207 | 62.421 | 0 | 0
0.67179 | 0.0016 | 0.18677 | 207 | 67.179 | 0 | 0
0.65897 | 0.0767 | 0.20674 | 207 | 65.897 | 0 | 0
0.64527 | 0.2806 | 0.19676 | 207 | 64.527 | 0 | 0
0.63362 | 0.4876 | 0.19141 | 207 | 63.362 | 0 | 0
0.61471 | 0.6715 | 0.26862 | 207 | 61.471 | 0 | 0
0.59065 | 0.7021 | 0.32528 | 207 | 59.065 | 0 | 0
0.57434 | 0.6226 | 0.36797 | 207 | 57.434 | 0 | 0
0.56247 | 0.6871 | 0.40257 | 207 | 56.247 | 0 | 0
0.54876 | 0.6729 | 0.40911 | 207 | 54.876 | 0 | 0
0.54842 | 0.4135 | 0.38759 | 207 | 54.842 | 0 | 0
0.56039 | 0.1141 | 0.3624 | 207 | 56.039 | 0 | 0
0.59414 | 0.002 | 0.3102 | 207 | 59.414 | 0 | 0
0.61875 | 0 | 0.4012 | 207 | 61.875 | 0 | 0
0.621 | 0 | 0.54828 | 207 | 62.1 | 0 | 0
0.61241 | 0 | 0.61418 | 207 | 61.241 | 0 | 0
0.58397 | 0 | 0.65227 | 207 | 58.397 | 0 | 0
0.54705 | 0 | 0.6429 | 207 | 54.705 | 0 | 0
0.52187 | 0 | 0.6547 | 207 | 52.187 | 0 | 0
0.51083 | 0 | 0.6574 | 207 | 51.083 | 0 | 0
0.5032 | 0 | 0.64494 | 207 | 50.32 | 0 | 0
0.49881 | 0 | 0.64604 | 207 | 49.881 | 0 | 0
0.49999 | 0 | 0.63477 | 207 | 49.999 | 0 | 0
0.52029 | 0 | 0.63163 | 207 | 52.029 | 0 | 0
0.56174 | 0 | 0.60839 | 207 | 56.174 | 0 | 0
0.60705 | 0.0006 | 0.57436 | 207 | 60.705 | 0 | 0
0.59477 | 0.0705 | 0.56729 | 207 | 59.477 | 0 | 0
0.58847 | 0.2632 | 0.53127 | 207 | 58.847 | 0 | 0
0.58228 | 0.5423 | 0.50042 | 207 | 58.228 | 0 | 0
0.57284 | 0.5504 | 0.46316 | 207 | 57.284 | 0 | 0
0.55983 | 0.5605 | 0.41084 | 207 | 55.983 | 0 | 0
0.54803 | 0.6963 | 0.37221 | 207 | 54.803 | 0 | 0
0.53941 | 0.7098 | 0.32545 | 207 | 53.941 | 0 | 0
0.53148 | 0.7239 | 0.28342 | 207 | 53.148 | 0 | 0
0.53117 | 0.6325 | 0.23211 | 207 | 53.117 | 0 | 0
0.53825 | 0.2519 | 0.19835 | 207 | 53.825 | 0 | 0
0.55952 | 0.005 | 0.19552 | 207 | 55.952 | 0 | 0
0.56573 | 0 | 0.29748 | 207 | 56.573 | 0 | 0
0.5587 | 0 | 0.37654 | 207 | 55.87 | 0 | 0
0.543 | 0 | 0.418 | 207 | 54.3 | 0 | 0
0.51336 | 0 | 0.41963 | 207 | 51.336 | 0 | 0
0.47737 | 0 | 0.41309 | 207 | 47.737 | 0 | 0
0.4481 | 0 | 0.40677 | 207 | 44.81 | 0 | 0
0.43359 | 0 | 0.39183 | 207 | 43.359 | 0 | 0
0.42391 | 0 | 0.37579 | 207 | 42.391 | 0 | 0
0.42196 | 0 | 0.33668 | 207 | 42.196 | 0 | 0
0.42578 | 0 | 0.30724 | 207 | 42.578 | 0 | 0
0.44043 | 0 | 0.26429 | 207 | 44.043 | 0 | 0
0.48259 | 0 | 0.22433 | 207 | 48.259 | 0 | 0
0.52644 | 0.0022 | 0.20674 | 207 | 52.644 | 0 | 0
0.52308 | 0.1441 | 0.18924 | 207 | 52.308 | 0 | 0
0.52134 | 0.3729 | 0.18005 | 207 | 52.134 | 0 | 0
0.51817 | 0.4967 | 0.16365 | 207 | 51.817 | 0 | 0
0.5164 | 0.5073 | 0.1549 | 207 | 51.64 | 0 | 0
0.50477 | 0.6601 | 0.15146 | 207 | 50.477 | 0 | 0
0.49726 | 0.6754 | 0.16388 | 207 | 49.726 | 0 | 0
0.49355 | 0.6741 | 0.1793 | 207 | 49.355 | 0 | 0
0.48819 | 0.6437 | 0.21227 | 207 | 48.819 | 0 | 0
0.48749 | 0.5512 | 0.19861 | 207 | 48.749 | 0 | 0
0.48568 | 0.1951 | 0.20259 | 207 | 48.568 | 0 | 0
0.50121 | 0.0025 | 0.22743 | 207 | 50.121 | 0 | 0
0.51196 | 0 | 0.30419 | 207 | 51.196 | 0 | 0
0.50159 | 0 | 0.41013 | 207 | 50.159 | 0 | 0
0.49506 | 0 | 0.48791 | 207 | 49.506 | 0 | 0
0.48125 | 0 | 0.55624 | 207 | 48.125 | 0 | 0
0.45841 | 0 | 0.54148 | 207 | 45.841 | 0 | 0
0.43381 | 0 | 0.45141 | 207 | 43.381 | 0 | 0
0.41644 | 0 | 0.47333 | 207 | 41.644 | 0 | 0
0.40857 | 0 | 0.46608 | 207 | 40.857 | 0 | 0
0.40261 | 0 | 0.47006 | 207 | 40.261 | 0 | 0
0.40241 | 0 | 0.45813 | 207 | 40.241 | 0 | 0
0.41027 | 0 | 0.45455 | 207 | 41.027 | 0 | 0
0.42429 | 0 | 0.46878 | 207 | 42.429 | 0 | 0
0.44263 | 0.0018 | 0.46303 | 207 | 44.263 | 0 | 0
0.4602 | 0.1738 | 0.44085 | 207 | 46.02 | 0 | 0
0.47835 | 0.4795 | 0.39882 | 207 | 47.835 | 0 | 0
0.48808 | 0.5485 | 0.39926 | 207 | 48.808 | 0 | 0
0.49237 | 0.5733 | 0.44544 | 207 | 49.237 | 0 | 0
0.48876 | 0.6525 | 0.45273 | 207 | 48.876 | 0 | 0
0.48265 | 0.6293 | 0.4256 | 207 | 48.265 | 0 | 0
0.47232 | 0.5773 | 0.38697 | 207 | 47.232 | 0 | 0
0.46616 | 0.5826 | 0.38375 | 207 | 46.616 | 0 | 0
0.46374 | 0.4618 | 0.37769 | 207 | 46.374 | 0 | 0
0.46462 | 0.1591 | 0.37959 | 207 | 46.462 | 0 | 0
0.48004 | 0.003 | 0.34534 | 207 | 48.004 | 0 | 0
0.48909 | 0 | 0.41283 | 207 | 48.909 | 0 | 0
0.48489 | 0 | 0.50705 | 207 | 48.489 | 0 | 0
0.47489 | 0 | 0.55421 | 207 | 47.489 | 0 | 0
0.46393 | 0 | 0.57405 | 207 | 46.393 | 0 | 0
0.44341 | 0 | 0.60353 | 207 | 44.341 | 0 | 0
0.42324 | 0 | 0.61192 | 207 | 42.324 | 0 | 0
0.4054 | 0 | 0.59522 | 207 | 40.54 | 0 | 0
0.39471 | 0 | 0.5904 | 207 | 39.471 | 0 | 0
0.38989 | 0 | 0.579 | 207 | 38.989 | 0 | 0
0.38441 | 0 | 0.57025 | 207 | 38.441 | 0 | 0
0.38858 | 0 | 0.56234 | 207 | 38.858 | 0 | 0
0.39526 | 0 | 0.56247 | 207 | 39.526 | 0 | 0
0.41173 | 0.0018 | 0.56609 | 207 | 41.173 | 0 | 0
0.4243 | 0.1164 | 0.56755 | 207 | 42.43 | 0 | 0
0.44579 | 0.47 | 0.53878 | 207 | 44.579 | 0 | 0
0.4589 | 0.567 | 0.52985 | 207 | 45.89 | 0 | 0
0.4677 | 0.6087 | 0.58978 | 207 | 46.77 | 0 | 0
0.47068 | 0.655 | 0.62337 | 207 | 47.068 | 0 | 0
0.47163 | 0.6146 | 0.65015 | 207 | 47.163 | 0 | 0
0.47299 | 0.6194 | 0.6353 | 207 | 47.299 | 0 | 0
0.47477 | 0.5362 | 0.64476 | 207 | 47.477 | 0 | 0
0.47842 | 0.3398 | 0.64931 | 207 | 47.842 | 0 | 0
0.48191 | 0.162 | 0.63972 | 207 | 48.191 | 0 | 0
0.48577 | 0.0062 | 0.60273 | 207 | 48.577 | 0 | 0
0.49629 | 0 | 0.60901 | 207 | 49.629 | 0 | 0
0.49274 | 0 | 0.67088 | 207 | 49.274 | 0 | 0
0.4816 | 0 | 0.67517 | 207 | 48.16 | 0 | 0
0.47701 | 0 | 0.67605 | 207 | 47.701 | 0 | 0
0.4428 | 0 | 0.6734 | 207 | 44.28 | 0 | 0
0.41455 | 0 | 0.65298 | 207 | 41.455 | 0 | 0
0.39291 | 0 | 0.6254 | 207 | 39.291 | 0 | 0
0.38353 | 0 | 0.61435 | 207 | 38.353 | 0 | 0
0.38182 | 0 | 0.5923 | 207 | 38.182 | 0 | 0
0.38162 | 0 | 0.51112 | 207 | 38.162 | 0 | 0
0.39522 | 0 | 0.45512 | 207 | 39.522 | 0 | 0
0.43408 | 0 | 0.37738 | 207 | 43.408 | 0 | 0
0.48113 | 0.0036 | 0.33195 | 207 | 48.113 | 0 | 0
0.48084 | 0.1404 | 0.31356 | 207 | 48.084 | 0 | 0
0.48934 | 0.3874 | 0.22005 | 207 | 48.934 | 0 | 0
0.49606 | 0.5505 | 0.13599 | 207 | 49.606 | 0 | 0
0.50245 | 0.67 | 0.12525 | 207 | 50.245 | 0 | 0
0.50812 | 0.6425 | 0.11195 | 207 | 50.812 | 0 | 0
0.5156 | 0.6579 | 0.13152 | 207 | 51.56 | 0 | 0
0.51745 | 0.6751 | 0.18071 | 207 | 51.745 | 0 | 0
0.51861 | 0.6478 | 0.22986 | 207 | 51.861 | 0 | 0
0.52043 | 0.6122 | 0.29107 | 207 | 52.043 | 0 | 0
0.52115 | 0.2882 | 0.35007 | 207 | 52.115 | 0 | 0
0.53289 | 0.0074 | 0.35162 | 207 | 53.289 | 0 | 0
0.54742 | 0 | 0.38308 | 207 | 54.742 | 0 | 0
0.53809 | 0 | 0.45715 | 207 | 53.809 | 0 | 0
0.52253 | 0 | 0.50952 | 207 | 52.253 | 0 | 0
0.49609 | 0 | 0.5272 | 207 | 49.609 | 0 | 0
0.45877 | 0 | 0.51271 | 207 | 45.877 | 0 | 0
0.42634 | 0 | 0.49485 | 207 | 42.634 | 0 | 0
0.40586 | 0 | 0.51637 | 207 | 40.586 | 0 | 0
0.39569 | 0 | 0.52084 | 207 | 39.569 | 0 | 0
0.38897 | 0 | 0.5082 | 207 | 38.897 | 0 | 0
0.39028 | 0 | 0.46962 | 207 | 39.028 | 0 | 0
0.40185 | 0 | 0.47311 | 207 | 40.185 | 0 | 0
0.44262 | 0 | 0.44823 | 207 | 44.262 | 0 | 0
0.48972 | 0.0033 | 0.48044 | 207 | 48.972 | 0 | 0
0.4896 | 0.125 | 0.48407 | 207 | 48.96 | 0 | 0
0.49294 | 0.3414 | 0.42723 | 207 | 49.294 | 0 | 0
0.50221 | 0.4748 | 0.36152 | 207 | 50.221 | 0 | 0
0.51169 | 0.4504 | 0.35992 | 207 | 51.169 | 0 | 0
0.51466 | 0.4267 | 0.40394 | 207 | 51.466 | 0 | 0
0.51923 | 0.4691 | 0.46665 | 207 | 51.923 | 0 | 0
0.52292 | 0.3495 | 0.50506 | 207 | 52.292 | 0 | 0
0.52429 | 0.3352 | 0.54307 | 207 | 52.429 | 0 | 0
0.52415 | 0.2484 | 0.47421 | 207 | 52.415 | 0 | 0
0.52203 | 0.0759 | 0.39082 | 207 | 52.203 | 0 | 0
0.5314 | 0.0056 | 0.33022 | 207 | 53.14 | 0 | 0
0.54979 | 0 | 0.35979 | 207 | 54.979 | 0 | 0
0.541 | 0 | 0.4229 | 207 | 54.1 | 0 | 0
0.52163 | 0 | 0.47072 | 207 | 52.163 | 0 | 0
0.49899 | 0 | 0.46025 | 207 | 49.899 | 0 | 0
0.46271 | 0 | 0.54908 | 207 | 46.271 | 0 | 0
0.43274 | 0 | 0.58815 | 207 | 43.274 | 0 | 0
0.41055 | 0 | 0.58457 | 207 | 41.055 | 0 | 0
0.40136 | 0 | 0.5584 | 207 | 40.136 | 0 | 0
0.39287 | 0 | 0.54819 | 207 | 39.287 | 0 | 0
0.39704 | 0 | 0.52601 | 207 | 39.704 | 0 | 0
0.40886 | 0 | 0.51567 | 207 | 40.886 | 0 | 0
0.44369 | 0 | 0.46997 | 207 | 44.369 | 0 | 0
0.49374 | 0.0001 | 0.43099 | 207 | 49.374 | 0 | 0
0.49235 | 0.0232 | 0.4336 | 207 | 49.235 | 0 | 0
0.49785 | 0.0942 | 0.4054 | 207 | 49.785 | 0 | 0
0.50973 | 0.197 | 0.41119 | 207 | 50.973 | 0 | 0
0.52021 | 0.315 | 0.43815 | 207 | 52.021 | 0 | 0
0.52611 | 0.4713 | 0.50656 | 207 | 52.611 | 0 | 0
0.53544 | 0.5363 | 0.56013 | 207 | 53.544 | 0 | 0
0.53958 | 0.5637 | 0.61431 | 207 | 53.958 | 0 | 0
0.53919 | 0.4614 | 0.63044 | 207 | 53.919 | 0 | 0
0.54056 | 0.4594 | 0.65457 | 207 | 54.056 | 0 | 0
0.54053 | 0.1752 | 0.67959 | 207 | 54.053 | 0 | 0
0.54976 | 0.0059 | 0.69488 | 207 | 54.976 | 0 | 0
0.56337 | 0 | 0.66447 | 207 | 56.337 | 0 | 0
0.55505 | 0 | 0.70456 | 207 | 55.505 | 0 | 0
0.54083 | 0 | 0.72002 | 207 | 54.083 | 0 | 0
0.51141 | 0 | 0.69364 | 207 | 51.141 | 0 | 0
0.47552 | 0 | 0.69987 | 207 | 47.552 | 0 | 0
0.44229 | 0 | 0.67539 | 207 | 44.229 | 0 | 0
0.42295 | 0 | 0.66014 | 207 | 42.295 | 0 | 0
0.4121 | 0 | 0.66239 | 207 | 41.21 | 0 | 0
0.4059 | 0 | 0.66186 | 207 | 40.59 | 0 | 0
0.40571 | 0 | 0.61444 | 207 | 40.571 | 0 | 0
0.41542 | 0 | 0.58461 | 207 | 41.542 | 0 | 0
0.45002 | 0 | 0.5261 | 207 | 45.002 | 0 | 0
0.49455 | 0.0019 | 0.44283 | 207 | 49.455 | 0 | 0
0.50064 | 0.2741 | 0.39753 | 207 | 50.064 | 0 | 0
0.51285 | 0.6714 | 0.36828 | 207 | 51.285 | 0 | 0
0.52897 | 0.7233 | 0.39519 | 207 | 52.897 | 0 | 0
0.54056 | 0.7415 | 0.40681 | 207 | 54.056 | 0 | 0
0.54251 | 0.7394 | 0.42259 | 207 | 54.251 | 0 | 0
0.5385 | 0.7591 | 0.40209 | 207 | 53.85 | 0 | 0
0.53427 | 0.7849 | 0.42374 | 207 | 53.427 | 0 | 0
0.52798 | 0.8136 | 0.43232 | 207 | 52.798 | 0 | 0
0.52745 | 0.7413 | 0.45101 | 207 | 52.745 | 0 | 0
0.53784 | 0.3654 | 0.45176 | 207 | 53.784 | 0 | 0
0.56833 | 0.0135 | 0.44482 | 207 | 56.833 | 0 | 0
0.60035 | 0 | 0.48013 | 207 | 60.035 | 0 | 0
0.60738 | 0 | 0.51827 | 207 | 60.738 | 0 | 0
0.60569 | 0 | 0.50113 | 207 | 60.569 | 0 | 0
0.59052 | 0 | 0.48858 | 207 | 59.052 | 0 | 0
0.56734 | 0 | 0.48482 | 207 | 56.734 | 0 | 0
0.54889 | 0 | 0.46228 | 207 | 54.889 | 0 | 0
0.54396 | 0 | 0.44217 | 207 | 54.396 | 0 | 0
0.5448 | 0 | 0.44602 | 207 | 54.48 | 0 | 0
0.55494 | 0 | 0.42692 | 207 | 55.494 | 0 | 0
0.56664 | 0 | 0.40761 | 207 | 56.664 | 0 | 0
0.59786 | 0 | 0.36496 | 207 | 59.786 | 0 | 0
0.65761 | 0 | 0.3342 | 207 | 65.761 | 0 | 0
0.71528 | 0.0042 | 0.31312 | 207 | 71.528 | 0 | 0
0.71981 | 0.1377 | 0.30773 | 207 | 71.981 | 0 | 0
0.72146 | 0.3767 | 0.25545 | 207 | 72.146 | 0 | 0
0.71595 | 0.3209 | 0.20935 | 207 | 71.595 | 0 | 0
0.70753 | 0.333 | 0.17324 | 207 | 70.753 | 0 | 0
0.69538 | 0.3806 | 0.21642 | 207 | 69.538 | 0 | 0
0.68662 | 0.3725 | 0.25823 | 207 | 68.662 | 0 | 0
0.68396 | 0.3662 | 0.29297 | 207 | 68.396 | 0 | 0
0.67701 | 0.2991 | 0.31949 | 207 | 67.701 | 0 | 0
0.68219 | 0.2135 | 0.31529 | 207 | 68.219 | 0 | 0
0.69389 | 0.139 | 0.30503 | 207 | 69.389 | 0 | 0
0.71378 | 0.0125 | 0.29124 | 207 | 71.378 | 0 | 0
0.7206 | 0 | 0.28002 | 207 | 72.06 | 0 | 0
0.70984 | 0 | 0.28285 | 207 | 70.984 | 0 | 0
0.6968 | 0 | 0.27591 | 207 | 69.68 | 0 | 0
0.67698 | 0 | 0.27715 | 207 | 67.698 | 0 | 0
0.64669 | 0 | 0.2828 | 207 | 64.669 | 0 | 0
0.62354 | 0 | 0.2573 | 207 | 62.354 | 0 | 0
0.60864 | 0 | 0.25478 | 207 | 60.864 | 0 | 0
0.60003 | 0 | 0.24303 | 207 | 60.003 | 0 | 0
0.59302 | 0 | 0.23909 | 207 | 59.302 | 0 | 0
0.593 | 0 | 0.23552 | 207 | 59.3 | 0 | 0
0.59994 | 0 | 0.24648 | 207 | 59.994 | 0 | 0
0.6162 | 0 | 0.23582 | 207 | 61.62 | 0 | 0
0.64209 | 0.0027 | 0.21877 | 207 | 64.209 | 0 | 0
0.65966 | 0.0866 | 0.17908 | 207 | 65.966 | 0 | 0
0.67807 | 0.1396 | 0.1679 | 207 | 67.807 | 0 | 0
0.68676 | 0.1863 | 0.18116 | 207 | 68.676 | 0 | 0
0.68502 | 0.3447 | 0.2059 | 207 | 68.502 | 0 | 0
0.67332 | 0.3799 | 0.25766 | 207 | 67.332 | 0 | 0
0.66098 | 0.4829 | 0.29041 | 207 | 66.098 | 0 | 0
0.64912 | 0.5491 | 0.30932 | 207 | 64.912 | 0 | 0
0.64428 | 0.5502 | 0.35184 | 207 | 64.428 | 0 | 0
0.6437 | 0.3984 | 0.35939 | 207 | 64.37 | 0 | 0
0.65031 | 0.1573 | 0.34711 | 207 | 65.031 | 0 | 0
0.66848 | 0.0065 | 0.31763 | 207 | 66.848 | 0 | 0
0.67619 | 0 | 0.28351 | 207 | 67.619 | 0 | 0
0.66877 | 0 | 0.28563 | 207 | 66.877 | 0 | 0
0.658 | 0 | 0.28276 | 207 | 65.8 | 0 | 0
0.63943 | 0 | 0.322 | 207 | 63.943 | 0 | 0
0.60972 | 0 | 0.26181 | 207 | 60.972 | 0 | 0
0.58892 | 0 | 0.25337 | 207 | 58.892 | 0 | 0
0.57276 | 0 | 0.2379 | 207 | 57.276 | 0 | 0
0.56174 | 0 | 0.22111 | 207 | 56.174 | 0 | 0
0.55658 | 0 | 0.21041 | 207 | 55.658 | 0 | 0
0.55116 | 0 | 0.21024 | 207 | 55.116 | 0 | 0
0.55632 | 0 | 0.23087 | 207 | 55.632 | 0 | 0
0.56861 | 0 | 0.25227 | 207 | 56.861 | 0 | 0
0.58203 | 0.0013 | 0.25863 | 207 | 58.203 | 0 | 0
0.59485 | 0.0376 | 0.25328 | 207 | 59.485 | 0 | 0
0.60765 | 0.1049 | 0.21907 | 207 | 60.765 | 0 | 0
0.60771 | 0.17 | 0.20811 | 207 | 60.771 | 0 | 0
0.60105 | 0.1795 | 0.17117 | 207 | 60.105 | 0 | 0
0.58871 | 0.2044 | 0.14478 | 207 | 58.871 | 0 | 0
0.5765 | 0.2366 | 0.12697 | 207 | 57.65 | 0 | 0
0.56511 | 0.1655 | 0.10876 | 207 | 56.511 | 0 | 0
0.55622 | 0.1077 | 0.09696 | 207 | 55.622 | 0 | 0
0.55219 | 0.0661 | 0.11261 | 207 | 55.219 | 0 | 0
0.55824 | 0.0273 | 0.14863 | 207 | 55.824 | 0 | 0
0.57755 | 0.0014 | 0.20617 | 207 | 57.755 | 0 | 0
0.59154 | 0 | 0.29513 | 207 | 59.154 | 0 | 0
0.58682 | 0 | 0.33862 | 207 | 58.682 | 0 | 0
0.57073 | 0 | 0.35016 | 207 | 57.073 | 0 | 0
0.54872 | 0 | 0.34534 | 207 | 54.872 | 0 | 0
0.51432 | 0 | 0.36744 | 207 | 51.432 | 0 | 0
0.48493 | 0 | 0.3529 | 207 | 48.493 | 0 | 0
0.4686 | 0 | 0.35413 | 207 | 46.86 | 0 | 0
0.45841 | 0 | 0.32528 | 207 | 45.841 | 0 | 0
0.45525 | 0 | 0.35621 | 207 | 45.525 | 0 | 0
0.45965 | 0 | 0.37115 | 207 | 45.965 | 0 | 0
0.47959 | 0 | 0.39113 | 207 | 47.959 | 0 | 0
0.52466 | 0 | 0.39634 | 207 | 52.466 | 0 | 0
0.56228 | 0.0002 | 0.39351 | 207 | 56.228 | 0 | 0
0.56113 | 0.0125 | 0.42242 | 207 | 56.113 | 0 | 0
0.55763 | 0.0403 | 0.44778 | 207 | 55.763 | 0 | 0
0.55421 | 0.0836 | 0.40788 | 207 | 55.421 | 0 | 0
0.55231 | 0.1139 | 0.42613 | 207 | 55.231 | 0 | 0
0.5468 | 0.1506 | 0.48818 | 207 | 54.68 | 0 | 0
0.54208 | 0.2009 | 0.59115 | 207 | 54.208 | 0 | 0
0.53503 | 0.2233 | 0.60065 | 207 | 53.503 | 0 | 0
0.53258 | 0.2523 | 0.64383 | 207 | 53.258 | 0 | 0
0.52952 | 0.1998 | 0.6433 | 207 | 52.952 | 0 | 0
0.53434 | 0.1866 | 0.65011 | 207 | 53.434 | 0 | 0
0.54991 | 0.017 | 0.68025 | 207 | 54.991 | 0 | 0
0.56207 | 0 | 0.64092 | 207 | 56.207 | 0 | 0
0.55642 | 0 | 0.64136 | 207 | 55.642 | 0 | 0
0.53965 | 0 | 0.65188 | 207 | 53.965 | 0 | 0
0.51134 | 0 | 0.65722 | 207 | 51.134 | 0 | 0
0.47788 | 0 | 0.68171 | 207 | 47.788 | 0 | 0
0.45143 | 0 | 0.66332 | 207 | 45.143 | 0 | 0
0.43624 | 0 | 0.63292 | 207 | 43.624 | 0 | 0
0.43018 | 0 | 0.60423 | 207 | 43.018 | 0 | 0
0.43072 | 0 | 0.59208 | 207 | 43.072 | 0 | 0
0.43619 | 0 | 0.55885 | 207 | 43.619 | 0 | 0
0.45704 | 0 | 0.54554 | 207 | 45.704 | 0 | 0
0.50977 | 0 | 0.55332 | 207 | 50.977 | 0 | 0
0.56656 | 0.0149 | 0.48265 | 207 | 56.656 | 0 | 0
0.56235 | 0.3829 | 0.39219 | 207 | 56.235 | 0 | 0
0.55037 | 0.8712 | 0.24736 | 207 | 55.037 | 0 | 0
0.54172 | 0.9475 | 0.22234 | 207 | 54.172 | 0 | 0
0.53074 | 0.9478 | 0.1846 | 207 | 53.074 | 0 | 0
0.51476 | 0.9275 | 0.16944 | 207 | 51.476 | 0 | 0
0.50461 | 0.9308 | 0.16909 | 207 | 50.461 | 0 | 0
0.49516 | 0.9435 | 0.14655 | 207 | 49.516 | 0 | 0
0.48757 | 0.9383 | 0.13873 | 207 | 48.757 | 0 | 0
0.48569 | 0.8451 | 0.14134 | 207 | 48.569 | 0 | 0
0.4894 | 0.4289 | 0.13281 | 207 | 48.94 | 0 | 0
0.50783 | 0.0224 | 0.15331 | 207 | 50.783 | 0 | 0
0.54491 | 0 | 0.23012 | 207 | 54.491 | 0 | 0
0.55455 | 0 | 0.35824 | 207 | 55.455 | 0 | 0
0.5556 | 0 | 0.48464 | 207 | 55.56 | 0 | 0
0.54272 | 0 | 0.58991 | 207 | 54.272 | 0 | 0
0.51746 | 0 | 0.64321 | 207 | 51.746 | 0 | 0
0.50273 | 0 | 0.6658 | 207 | 50.273 | 0 | 0
0.49426 | 0 | 0.67583 | 207 | 49.426 | 0 | 0
0.50038 | 0 | 0.68157 | 207 | 50.038 | 0 | 0
0.50667 | 0 | 0.6863 | 207 | 50.667 | 0 | 0
0.52195 | 0 | 0.70074 | 207 | 52.195 | 0 | 0
0.55246 | 0 | 0.70702 | 207 | 55.246 | 0 | 0
0.613 | 0 | 0.70644 | 207 | 61.3 | 0 | 0
0.66889 | 0.02 | 0.68493 | 207 | 66.889 | 0 | 0
0.65196 | 0.2495 | 0.68347 | 207 | 65.196 | 0 | 0
0.61404 | 0.6134 | 0.64985 | 207 | 61.404 | 0 | 0
0.5798 | 0.7035 | 0.64601 | 207 | 57.98 | 0 | 0
0.55391 | 0.718 | 0.66734 | 207 | 55.391 | 0 | 0
0.53089 | 0.59 | 0.65555 | 207 | 53.089 | 0 | 0
0.5155 | 0.4932 | 0.66328 | 207 | 51.55 | 0 | 0
0.50718 | 0.4493 | 0.66893 | 207 | 50.718 | 0 | 0
0.50227 | 0.4635 | 0.69222 | 207 | 50.227 | 0 | 0
0.50485 | 0.4525 | 0.7269 | 207 | 50.485 | 0 | 0
0.51056 | 0.2476 | 0.74262 | 207 | 51.056 | 0 | 0
0.52872 | 0.0099 | 0.75278 | 207 | 52.872 | 0 | 0
0.55624 | 0 | 0.79281 | 207 | 55.624 | 0 | 0
0.55671 | 0 | 0.83433 | 207 | 55.671 | 0 | 0
0.54956 | 0 | 0.86349 | 207 | 54.956 | 0 | 0
0.52496 | 0 | 0.84017 | 207 | 52.496 | 0 | 0
0.49327 | 0 | 0.81127 | 207 | 49.327 | 0 | 0
0.46742 | 0 | 0.79011 | 207 | 46.742 | 0 | 0
0.45135 | 0 | 0.7838 | 207 | 45.135 | 0 | 0
0.4439 | 0 | 0.77907 | 207 | 44.39 | 0 | 0
0.44388 | 0 | 0.77094 | 207 | 44.388 | 0 | 0
0.44761 | 0 | 0.7576 | 207 | 44.761 | 0 | 0
0.46839 | 0 | 0.75998 | 207 | 46.839 | 0 | 0
0.51352 | 0 | 0.76891 | 207 | 51.352 | 0 | 0
0.5589 | 0.0081 | 0.7728 | 207 | 55.89 | 0 | 0
0.54447 | 0.1845 | 0.74655 | 207 | 54.447 | 0 | 0
0.529 | 0.4681 | 0.65109 | 207 | 52.9 | 0 | 0
0.51853 | 0.5549 | 0.60872 | 207 | 51.853 | 0 | 0
0.50677 | 0.5104 | 0.62334 | 207 | 50.677 | 0 | 0
0.49642 | 0.5358 | 0.60209 | 207 | 49.642 | 0 | 0
0.49137 | 0.4884 | 0.51308 | 207 | 49.137 | 0 | 0
0.49186 | 0.5049 | 0.50141 | 207 | 49.186 | 0 | 0
0.48903 | 0.4868 | 0.40104 | 207 | 48.903 | 0 | 0
0.48855 | 0.4624 | 0.34374 | 207 | 48.855 | 0 | 0
0.48842 | 0.2108 | 0.2496 | 207 | 48.842 | 0 | 0
0.49503 | 0.0121 | 0.22049 | 207 | 49.503 | 0 | 0
0.5138 | 0 | 0.26091 | 207 | 51.38 | 0 | 0
0.50717 | 0 | 0.33266 | 207 | 50.717 | 0 | 0
0.49495 | 0 | 0.33261 | 207 | 49.495 | 0 | 0
0.4734 | 0 | 0.38969 | 207 | 47.34 | 0 | 0
0.44017 | 0 | 0.38359 | 207 | 44.017 | 0 | 0
0.41632 | 0 | 0.40952 | 207 | 41.632 | 0 | 0
0.39904 | 0 | 0.43873 | 207 | 39.904 | 0 | 0
0.39256 | 0 | 0.42627 | 207 | 39.256 | 0 | 0
0.38979 | 0 | 0.41946 | 207 | 38.979 | 0 | 0
0.39482 | 0 | 0.43851 | 207 | 39.482 | 0 | 0
0.41079 | 0 | 0.4442 | 207 | 41.079 | 0 | 0
0.45142 | 0 | 0.45953 | 207 | 45.142 | 0 | 0
0.49951 | 0.0083 | 0.47619 | 207 | 49.951 | 0 | 0
0.4971 | 0.1644 | 0.44306 | 207 | 49.71 | 0 | 0
0.49979 | 0.4707 | 0.36844 | 207 | 49.979 | 0 | 0
0.50083 | 0.7001 | 0.41611 | 207 | 50.083 | 0 | 0
0.50206 | 0.576 | 0.49854 | 207 | 50.206 | 0 | 0
0.50379 | 0.7209 | 0.53631 | 207 | 50.379 | 0 | 0
0.50948 | 0.7516 | 0.5417 | 207 | 50.948 | 0 | 0
0.51651 | 0.7143 | 0.49412 | 207 | 51.651 | 0 | 0
0.51708 | 0.5669 | 0.47734 | 207 | 51.708 | 0 | 0
0.51788 | 0.4506 | 0.45185 | 207 | 51.788 | 0 | 0
0.51663 | 0.2315 | 0.46488 | 207 | 51.663 | 0 | 0
0.51632 | 0.0207 | 0.46196 | 207 | 51.632 | 0 | 0
0.53155 | 0 | 0.50429 | 207 | 53.155 | 0 | 0
0.52382 | 0 | 0.50618 | 207 | 52.382 | 0 | 0
0.51293 | 0 | 0.44045 | 207 | 51.293 | 0 | 0
0.49982 | 0 | 0.37268 | 207 | 49.982 | 0 | 0
0.47784 | 0 | 0.29904 | 207 | 47.784 | 0 | 0
0.45853 | 0 | 0.23737 | 207 | 45.853 | 0 | 0
0.44502 | 0 | 0.21691 | 207 | 44.502 | 0 | 0
0.43881 | 0 | 0.15118 | 207 | 43.881 | 0 | 0
0.43822 | 0 | 0.11822 | 207 | 43.822 | 0 | 0
0.44056 | 0 | 0.11071 | 207 | 44.056 | 0 | 0
0.44864 | 0 | 0.11248 | 207 | 44.864 | 0 | 0
0.46608 | 0 | 0.13094 | 207 | 46.608 | 0 | 0
0.49621 | 0.0165 | 0.11159 | 207 | 49.621 | 0 | 0
0.52296 | 0.2546 | 0.08526 | 207 | 52.296 | 0 | 0
0.54625 | 0.5377 | 0.0679 | 207 | 54.625 | 0 | 0
0.55877 | 0.6731 | 0.06145 | 207 | 55.877 | 0 | 0
0.56472 | 0.738 | 0.11455 | 207 | 56.472 | 0 | 0
0.55846 | 0.7841 | 0.18064 | 207 | 55.846 | 0 | 0
0.54787 | 0.7695 | 0.24311 | 207 | 54.787 | 0 | 0
0.5385 | 0.7991 | 0.33168 | 207 | 53.85 | 0 | 0
0.53156 | 0.7947 | 0.40656 | 207 | 53.156 | 0 | 0
0.52641 | 0.6923 | 0.45816 | 207 | 52.641 | 0 | 0
0.52823 | 0.3551 | 0.5429 | 207 | 52.823 | 0 | 0
0.53899 | 0.0251 | 0.57126 | 207 | 53.899 | 0 | 0
0.5531 | 0 | 0.52668 | 207 | 55.31 | 0 | 0
0.54559 | 0 | 0.49086 | 207 | 54.559 | 0 | 0
0.53686 | 0 | 0.50517 | 207 | 53.686 | 0 | 0
0.5208 | 0 | 0.53556 | 207 | 52.08 | 0 | 0
0.49587 | 0 | 0.54506 | 207 | 49.587 | 0 | 0
0.47382 | 0 | 0.55995 | 207 | 47.382 | 0 | 0
0.45681 | 0 | 0.4526 | 207 | 45.681 | 0 | 0
0.44423 | 0 | 0.4332 | 207 | 44.423 | 0 | 0
0.43658 | 0 | 0.45472 | 207 | 43.658 | 0 | 0
0.43748 | 0 | 0.40564 | 207 | 43.748 | 0 | 0
0.44227 | 0 | 0.28596 | 207 | 44.227 | 0 | 0
0.45308 | 0 | 0.2394 | 207 | 45.308 | 0 | 0
0.47318 | 0.0173 | 0.24713 | 207 | 47.318 | 0 | 0
0.49143 | 0.3551 | 0.20993 | 207 | 49.143 | 0 | 0
0.5116 | 0.6377 | 0.18824 | 207 | 51.16 | 0 | 0
0.52279 | 0.7397 | 0.19535 | 207 | 52.279 | 0 | 0
0.5134 | 0.8205 | 0.21709 | 207 | 51.34 | 0 | 0
0.50112 | 0.8399 | 0.20812 | 207 | 50.112 | 0 | 0
0.4893 | 0.834 | 0.17393 | 207 | 48.93 | 0 | 0
0.47806 | 0.7703 | 0.1476 | 207 | 47.806 | 0 | 0
0.46762 | 0.7983 | 0.14044 | 207 | 46.762 | 0 | 0
0.46993 | 0.7295 | 0.1487 | 207 | 46.993 | 0 | 0
0.47677 | 0.3453 | 0.15617 | 207 | 47.677 | 0 | 0
0.49487 | 0.0107 | 0.23281 | 207 | 49.487 | 0 | 0
0.5272 | 0 | 0.3547 | 207 | 52.72 | 0 | 0
0.5321 | 0 | 0.43833 | 207 | 53.21 | 0 | 0
0.5292 | 0 | 0.50897 | 207 | 52.92 | 0 | 0
0.51671 | 0 | 0.56649 | 207 | 51.671 | 0 | 0
0.49633 | 0 | 0.55955 | 207 | 49.633 | 0 | 0
0.47662 | 0 | 0.57409 | 207 | 47.662 | 0 | 0
0.46544 | 0 | 0.57559 | 207 | 46.544 | 0 | 0
0.46187 | 0 | 0.57599 | 207 | 46.187 | 0 | 0
0.46876 | 0 | 0.59436 | 207 | 46.876 | 0 | 0
0.48109 | 0 | 0.59569 | 207 | 48.109 | 0 | 0
0.50494 | 0 | 0.57046 | 207 | 50.494 | 0 | 0
0.55086 | 0 | 0.53256 | 207 | 55.086 | 0 | 0
0.60003 | 0.011 | 0.49222 | 207 | 60.003 | 0 | 0
0.61386 | 0.1446 | 0.45026 | 207 | 61.386 | 0 | 0
0.6172 | 0.3473 | 0.46192 | 207 | 61.72 | 0 | 0
0.61168 | 0.4363 | 0.43228 | 207 | 61.168 | 0 | 0
0.60188 | 0.4687 | 0.38452 | 207 | 60.188 | 0 | 0
0.58181 | 0.5202 | 0.32638 | 207 | 58.181 | 0 | 0
0.56574 | 0.4893 | 0.29793 | 207 | 56.574 | 0 | 0
0.55418 | 0.3721 | 0.3111 | 207 | 55.418 | 0 | 0
0.54649 | 0.2561 | 0.33464 | 207 | 54.649 | 0 | 0
0.55104 | 0.1487 | 0.36623 | 207 | 55.104 | 0 | 0
0.5609 | 0.0611 | 0.41699 | 207 | 56.09 | 0 | 0
0.5845 | 0.0044 | 0.43643 | 207 | 58.45 | 0 | 0
0.61722 | 0 | 0.42927 | 207 | 61.722 | 0 | 0
0.61716 | 0 | 0.43767 | 207 | 61.716 | 0 | 0
0.60188 | 0 | 0.46916 | 207 | 60.188 | 0 | 0
0.58089 | 0 | 0.46134 | 207 | 58.089 | 0 | 0
0.54606 | 0 | 0.46643 | 207 | 54.606 | 0 | 0
0.5241 | 0 | 0.40734 | 207 | 52.41 | 0 | 0
0.51014 | 0 | 0.35669 | 207 | 51.014 | 0 | 0
0.50521 | 0 | 0.34317 | 207 | 50.521 | 0 | 0
0.50017 | 0 | 0.32651 | 207 | 50.017 | 0 | 0
0.5091 | 0 | 0.3266 | 207 | 50.91 | 0 | 0
0.52851 | 0 | 0.31405 | 207 | 52.851 | 0 | 0
0.57704 | 0 | 0.29094 | 207 | 57.704 | 0 | 0
0.63043 | 0.0009 | 0.27119 | 207 | 63.043 | 0 | 0
0.62847 | 0.0293 | 0.25139 | 207 | 62.847 | 0 | 0
0.62926 | 0.1293 | 0.23394 | 207 | 62.926 | 0 | 0
0.63719 | 0.2285 | 0.18931 | 207 | 63.719 | 0 | 0
0.64005 | 0.3093 | 0.13928 | 207 | 64.005 | 0 | 0
0.63671 | 0.3798 | 0.08515 | 207 | 63.671 | 0 | 0
0.63624 | 0.3536 | 0.07371 | 207 | 63.624 | 0 | 0
0.63203 | 0.3459 | 0.0392 | 207 | 63.203 | 0 | 0
0.626 | 0.286 | 0.02921 | 207 | 62.6 | 0 | 0
0.62901 | 0.2759 | 0.04481 | 207 | 62.901 | 0 | 0
0.63988 | 0.2551 | 0.04768 | 207 | 63.988 | 0 | 0
0.65399 | 0.0248 | 0.04459 | 207 | 65.399 | 0 | 0
0.66629 | 0 | 0.04278 | 207 | 66.629 | 0 | 0
0.65689 | 0 | 0.04406 | 207 | 65.689 | 0 | 0
0.64143 | 0 | 0.05373 | 207 | 64.143 | 0 | 0
0.60869 | 0 | 0.07225 | 207 | 60.869 | 0 | 0
0.56953 | 0 | 0.12258 | 207 | 56.953 | 0 | 0
0.54307 | 0 | 0.2075 | 207 | 54.307 | 0 | 0
0.52735 | 0 | 0.2925 | 207 | 52.735 | 0 | 0
0.52217 | 0 | 0.38275 | 207 | 52.217 | 0 | 0
0.52529 | 0 | 0.4139 | 207 | 52.529 | 0 | 0
0.53448 | 0 | 0.45936 | 207 | 53.448 | 0 | 0
0.5611 | 0 | 0.50791 | 207 | 56.11 | 0 | 0
0.60846 | 0 | 0.46497 | 207 | 60.846 | 0 | 0
0.66068 | 0.0187 | 0.4571 | 207 | 66.068 | 0 | 0
0.64661 | 0.3892 | 0.47363 | 207 | 64.661 | 0 | 0
0.6238 | 0.7526 | 0.37697 | 207 | 62.38 | 0 | 0
0.59801 | 0.6981 | 0.32886 | 207 | 59.801 | 0 | 0
0.56989 | 0.7363 | 0.32691 | 207 | 56.989 | 0 | 0
0.54229 | 0.807 | 0.30655 | 207 | 54.229 | 0 | 0
0.52081 | 0.8439 | 0.2838 | 207 | 52.081 | 0 | 0
0.5047 | 0.7916 | 0.25808 | 207 | 50.47 | 0 | 0
0.49401 | 0.7195 | 0.25097 | 207 | 49.401 | 0 | 0
0.49283 | 0.5061 | 0.23255 | 207 | 49.283 | 0 | 0
0.49567 | 0.2706 | 0.21033 | 207 | 49.567 | 0 | 0
0.51454 | 0.01 | 0.22535 | 207 | 51.454 | 0 | 0
0.54825 | 0 | 0.2728 | 207 | 54.825 | 0 | 0
0.5516 | 0 | 0.35342 | 207 | 55.16 | 0 | 0
0.54951 | 0 | 0.43175 | 207 | 54.951 | 0 | 0
0.52913 | 0 | 0.46629 | 207 | 52.913 | 0 | 0
0.50217 | 0 | 0.50155 | 207 | 50.217 | 0 | 0
0.4809 | 0 | 0.51696 | 207 | 48.09 | 0 | 0
0.46856 | 0 | 0.54992 | 207 | 46.856 | 0 | 0
0.46539 | 0 | 0.53503 | 207 | 46.539 | 0 | 0
0.46682 | 0 | 0.58014 | 207 | 46.682 | 0 | 0
0.47189 | 0 | 0.56737 | 207 | 47.189 | 0 | 0
0.49367 | 0 | 0.56764 | 207 | 49.367 | 0 | 0
0.53969 | 0 | 0.54427 | 207 | 53.969 | 0 | 0
0.58542 | 0.0041 | 0.53684 | 207 | 58.542 | 0 | 0
0.57665 | 0.0651 | 0.49943 | 207 | 57.665 | 0 | 0
0.57609 | 0.1812 | 0.44831 | 207 | 57.609 | 0 | 0
0.57668 | 0.3238 | 0.48379 | 207 | 57.668 | 0 | 0
0.57491 | 0.437 | 0.52399 | 207 | 57.491 | 0 | 0
0.56987 | 0.505 | 0.54979 | 207 | 56.987 | 0 | 0
0.56192 | 0.5765 | 0.55138 | 207 | 56.192 | 0 | 0
0.55457 | 0.7209 | 0.5493 | 207 | 55.457 | 0 | 0
0.5444 | 0.7103 | 0.53075 | 207 | 54.44 | 0 | 0
0.54575 | 0.6229 | 0.53786 | 207 | 54.575 | 0 | 0
0.55611 | 0.3787 | 0.55173 | 207 | 55.611 | 0 | 0
0.57185 | 0.0308 | 0.54475 | 207 | 57.185 | 0 | 0
0.59096 | 0 | 0.52266 | 207 | 59.096 | 0 | 0
0.58408 | 0 | 0.52425 | 207 | 58.408 | 0 | 0
0.57123 | 0 | 0.53684 | 207 | 57.123 | 0 | 0
0.54244 | 0 | 0.5273 | 207 | 54.244 | 0 | 0
0.50792 | 0 | 0.50738 | 207 | 50.792 | 0 | 0
0.48278 | 0 | 0.50632 | 207 | 48.278 | 0 | 0
0.46794 | 0 | 0.44093 | 207 | 46.794 | 0 | 0
0.45957 | 0 | 0.38134 | 207 | 45.957 | 0 | 0
0.45798 | 0 | 0.30836 | 207 | 45.798 | 0 | 0
0.46291 | 0 | 0.26811 | 207 | 46.291 | 0 | 0
0.48241 | 0 | 0.19058 | 207 | 48.241 | 0 | 0
0.52732 | 0 | 0.12299 | 207 | 52.732 | 0 | 0
0.56856 | 0.0166 | 0.12913 | 207 | 56.856 | 0 | 0
0.56486 | 0.2907 | 0.12202 | 207 | 56.486 | 0 | 0
0.56215 | 0.5601 | 0.10408 | 207 | 56.215 | 0 | 0
0.56144 | 0.5729 | 0.07652 | 207 | 56.144 | 0 | 0
0.55474 | 0.5688 | 0.06101 | 207 | 55.474 | 0 | 0
0.5509 | 0.6112 | 0.06415 | 207 | 55.09 | 0 | 0
0.54404 | 0.6393 | 0.06101 | 207 | 54.404 | 0 | 0
0.53952 | 0.6165 | 0.07055 | 207 | 53.952 | 0 | 0
0.5314 | 0.5363 | 0.09812 | 207 | 53.14 | 0 | 0
0.53133 | 0.4403 | 0.13355 | 207 | 53.133 | 0 | 0
0.53285 | 0.2416 | 0.21567 | 207 | 53.285 | 0 | 0
0.53925 | 0.0253 | 0.25906 | 207 | 53.925 | 0 | 0
0.54734 | 0 | 0.33358 | 207 | 54.734 | 0 | 0
0.5376 | 0 | 0.41743 | 207 | 53.76 | 0 | 0
0.52987 | 0 | 0.48418 | 207 | 52.987 | 0 | 0
0.51146 | 0 | 0.5163 | 207 | 51.146 | 0 | 0
0.48838 | 0 | 0.54612 | 207 | 48.838 | 0 | 0
0.46511 | 0 | 0.54727 | 207 | 46.511 | 0 | 0
0.44781 | 0 | 0.61208 | 207 | 44.781 | 0 | 0
0.43681 | 0 | 0.60254 | 207 | 43.681 | 0 | 0
0.43345 | 0 | 0.63602 | 207 | 43.345 | 0 | 0
0.43054 | 0 | 0.65626 | 207 | 43.054 | 0 | 0
0.43614 | 0 | 0.69509 | 207 | 43.614 | 0 | 0
0.44979 | 0 | 0.68912 | 207 | 44.979 | 0 | 0
0.47338 | 0.0256 | 0.71408 | 207 | 47.338 | 0 | 0
0.48588 | 0.3933 | 0.70096 | 207 | 48.588 | 0 | 0
0.49989 | 0.6308 | 0.67808 | 207 | 49.989 | 0 | 0
0.50925 | 0.6828 | 0.66871 | 207 | 50.925 | 0 | 0
0.50604 | 0.7224 | 0.65347 | 207 | 50.604 | 0 | 0
0.49724 | 0.7448 | 0.62979 | 207 | 49.724 | 0 | 0
0.4896 | 0.7882 | 0.65272 | 207 | 48.96 | 0 | 0
0.48169 | 0.787 | 0.69146 | 207 | 48.169 | 0 | 0
0.4735 | 0.501 | 0.70193 | 207 | 47.35 | 0 | 0
0.47077 | 0.3683 | 0.70622 | 207 | 47.077 | 0 | 0
0.46907 | 0.2649 | 0.68188 | 207 | 46.907 | 0 | 0
0.47464 | 0.0379 | 0.60276 | 207 | 47.464 | 0 | 0
0.49266 | 0 | 0.46453 | 207 | 49.266 | 0 | 0
0.48948 | 0 | 0.37931 | 207 | 48.948 | 0 | 0
0.48835 | 0 | 0.33009 | 207 | 48.835 | 0 | 0
0.47834 | 0 | 0.29365 | 207 | 47.834 | 0 | 0
0.46281 | 0 | 0.25769 | 207 | 46.281 | 0 | 0
0.44569 | 0 | 0.214 | 207 | 44.569 | 0 | 0
0.43718 | 0 | 0.19292 | 207 | 43.718 | 0 | 0
0.4347 | 0 | 0.21749 | 207 | 43.47 | 0 | 0
0.43628 | 0 | 0.2466 | 207 | 43.628 | 0 | 0
0.44448 | 0 | 0.27006 | 207 | 44.448 | 0 | 0
0.45659 | 0 | 0.27757 | 207 | 45.659 | 0 | 0
0.47767 | 0 | 0.28759 | 207 | 47.767 | 0 | 0
0.50041 | 0.0436 | 0.26166 | 207 | 50.041 | 0 | 0
0.51648 | 0.4583 | 0.24161 | 207 | 51.648 | 0 | 0
0.5181 | 0.7369 | 0.16646 | 207 | 51.81 | 0 | 0
0.50969 | 0.8262 | 0.1942 | 207 | 50.969 | 0 | 0
0.49295 | 0.8689 | 0.19544 | 207 | 49.295 | 0 | 0
0.48165 | 0.8816 | 0.21753 | 207 | 48.165 | 0 | 0
0.4686 | 0.8891 | 0.22433 | 207 | 46.86 | 0 | 0
0.45693 | 0.8757 | 0.23935 | 207 | 45.693 | 0 | 0
0.45076 | 0.8398 | 0.28852 | 207 | 45.076 | 0 | 0
0.44934 | 0.76 | 0.32828 | 207 | 44.934 | 0 | 0
0.45584 | 0.4478 | 0.37321 | 207 | 45.584 | 0 | 0
0.47098 | 0.039 | 0.40427 | 207 | 47.098 | 0 | 0
0.50874 | 0 | 0.4355 | 207 | 50.874 | 0 | 0
0.51922 | 0 | 0.55562 | 207 | 51.922 | 0 | 0
0.51696 | 0 | 0.61376 | 207 | 51.696 | 0 | 0
0.50335 | 0 | 0.61703 | 207 | 50.335 | 0 | 0
0.48173 | 0 | 0.65316 | 207 | 48.173 | 0 | 0
0.46336 | 0 | 0.66518 | 207 | 46.336 | 0 | 0
0.45494 | 0 | 0.67401 | 207 | 45.494 | 0 | 0
0.45504 | 0 | 0.68104 | 207 | 45.504 | 0 | 0
0.45916 | 0 | 0.68351 | 207 | 45.916 | 0 | 0
0.47099 | 0 | 0.68077 | 207 | 47.099 | 0 | 0
0.4986 | 0 | 0.70004 | 207 | 49.86 | 0 | 0
0.55076 | 0 | 0.673 | 207 | 55.076 | 0 | 0
0.60235 | 0.0274 | 0.66964 | 207 | 60.235 | 0 | 0
0.58837 | 0.2873 | 0.66231 | 207 | 58.837 | 0 | 0
0.57067 | 0.5886 | 0.60267 | 207 | 57.067 | 0 | 0
0.5592 | 0.6503 | 0.64954 | 207 | 55.92 | 0 | 0
0.54146 | 0.5171 | 0.68577 | 207 | 54.146 | 0 | 0
0.5235 | 0.5834 | 0.6673 | 207 | 52.35 | 0 | 0
0.51319 | 0.7024 | 0.64883 | 207 | 51.319 | 0 | 0
0.50202 | 0.6885 | 0.61177 | 207 | 50.202 | 0 | 0
0.49669 | 0.6536 | 0.59622 | 207 | 49.669 | 0 | 0
0.4919 | 0.557 | 0.58137 | 207 | 49.19 | 0 | 0
0.49479 | 0.277 | 0.57422 | 207 | 49.479 | 0 | 0
0.51042 | 0.0194 | 0.55628 | 207 | 51.042 | 0 | 0
0.53953 | 0 | 0.58924 | 207 | 53.953 | 0 | 0
0.54106 | 0 | 0.67216 | 207 | 54.106 | 0 | 0
0.53059 | 0 | 0.69076 | 207 | 53.059 | 0 | 0
0.50446 | 0 | 0.69831 | 207 | 50.446 | 0 | 0
0.46915 | 0 | 0.68952 | 207 | 46.915 | 0 | 0
0.44566 | 0 | 0.66931 | 207 | 44.566 | 0 | 0
0.43267 | 0 | 0.64429 | 207 | 43.267 | 0 | 0
0.42201 | 0 | 0.59925 | 207 | 42.201 | 0 | 0
0.42226 | 0 | 0.56398 | 207 | 42.226 | 0 | 0
0.42598 | 0 | 0.54929 | 207 | 42.598 | 0 | 0
0.44182 | 0 | 0.52509 | 207 | 44.182 | 0 | 0
0.481 | 0 | 0.47809 | 207 | 48.1 | 0 | 0
0.52774 | 0.0202 | 0.41597 | 207 | 52.774 | 0 | 0
0.52098 | 0.2771 | 0.35929 | 207 | 52.098 | 0 | 0
0.51855 | 0.5587 | 0.2976 | 207 | 51.855 | 0 | 0
0.51486 | 0.5945 | 0.26555 | 207 | 51.486 | 0 | 0
0.51483 | 0.66 | 0.20251 | 207 | 51.483 | 0 | 0
0.50846 | 0.6799 | 0.17382 | 207 | 50.846 | 0 | 0
0.50575 | 0.7055 | 0.13642 | 207 | 50.575 | 0 | 0
0.5034 | 0.6918 | 0.12343 | 207 | 50.34 | 0 | 0
0.49852 | 0.6978 | 0.14365 | 207 | 49.852 | 0 | 0
0.50073 | 0.6838 | 0.16275 | 207 | 50.073 | 0 | 0
0.50551 | 0.4286 | 0.19405 | 207 | 50.551 | 0 | 0
0.51843 | 0.0468 | 0.2176 | 207 | 51.843 | 0 | 0
0.53396 | 0 | 0.27514 | 207 | 53.396 | 0 | 0
0.53008 | 0 | 0.35135 | 207 | 53.008 | 0 | 0
0.51623 | 0 | 0.39866 | 207 | 51.623 | 0 | 0
0.4886 | 0 | 0.43663 | 207 | 48.86 | 0 | 0
0.45429 | 0 | 0.45525 | 207 | 45.429 | 0 | 0
0.42696 | 0 | 0.46863 | 207 | 42.696 | 0 | 0
0.41096 | 0 | 0.44252 | 207 | 41.096 | 0 | 0
0.40246 | 0 | 0.40463 | 207 | 40.246 | 0 | 0
0.39632 | 0 | 0.35986 | 207 | 39.632 | 0 | 0
0.39965 | 0 | 0.34529 | 207 | 39.965 | 0 | 0
0.41495 | 0 | 0.29123 | 207 | 41.495 | 0 | 0
0.45823 | 0 | 0.23682 | 207 | 45.823 | 0 | 0
0.50124 | 0.0177 | 0.21694 | 207 | 50.124 | 0 | 0
0.49614 | 0.254 | 0.22104 | 207 | 49.614 | 0 | 0
0.49917 | 0.418 | 0.22845 | 207 | 49.917 | 0 | 0
0.50257 | 0.5371 | 0.2087 | 207 | 50.257 | 0 | 0
0.50536 | 0.5991 | 0.19004 | 207 | 50.536 | 0 | 0
0.50433 | 0.5817 | 0.29036 | 207 | 50.433 | 0 | 0
0.50492 | 0.526 | 0.32938 | 207 | 50.492 | 0 | 0
0.50992 | 0.5764 | 0.33296 | 207 | 50.992 | 0 | 0
0.51562 | 0.4458 | 0.37062 | 207 | 51.562 | 0 | 0
0.52356 | 0.3279 | 0.40807 | 207 | 52.356 | 0 | 0
0.53646 | 0.1686 | 0.37503 | 207 | 53.646 | 0 | 0
0.55156 | 0.012 | 0.34324 | 207 | 55.156 | 0 | 0
0.5759 | 0 | 0.32493 | 207 | 57.59 | 0 | 0
0.58016 | 0 | 0.30671 | 207 | 58.016 | 0 | 0
0.57372 | 0 | 0.23342 | 207 | 57.372 | 0 | 0
0.55088 | 0 | 0.20094 | 207 | 55.088 | 0 | 0
0.51942 | 0 | 0.20133 | 207 | 51.942 | 0 | 0
0.49626 | 0 | 0.18254 | 207 | 49.626 | 0 | 0
0.48351 | 0 | 0.14248 | 207 | 48.351 | 0 | 0
0.48127 | 0 | 0.1321 | 207 | 48.127 | 0 | 0
0.48026 | 0 | 0.10581 | 207 | 48.026 | 0 | 0
0.48603 | 0 | 0.10581 | 207 | 48.603 | 0 | 0
0.5073 | 0 | 0.08637 | 207 | 50.73 | 0 | 0
0.55524 | 0 | 0.07451 | 207 | 55.524 | 0 | 0
0.60776 | 0.006 | 0.07215 | 207 | 60.776 | 0 | 0
0.61152 | 0.1553 | 0.07058 | 207 | 61.152 | 0 | 0
0.61845 | 0.3116 | 0.05001 | 207 | 61.845 | 0 | 0
0.62233 | 0.4878 | 0.06003 | 207 | 62.233 | 0 | 0
0.6235 | 0.6947 | 0.0637 | 207 | 62.35 | 0 | 0
0.61885 | 0.7153 | 0.05363 | 207 | 61.885 | 0 | 0
0.61121 | 0.7191 | 0.05755 | 207 | 61.121 | 0 | 0
0.60595 | 0.7216 | 0.0623 | 207 | 60.595 | 0 | 0
0.59688 | 0.7309 | 0.08262 | 207 | 59.688 | 0 | 0
0.59335 | 0.6908 | 0.07726 | 207 | 59.335 | 0 | 0
0.59903 | 0.4426 | 0.10956 | 207 | 59.903 | 0 | 0
0.61914 | 0.0532 | 0.13223 | 207 | 61.914 | 0 | 0
0.64209 | 0 | 0.16851 | 207 | 64.209 | 0 | 0
0.64189 | 0 | 0.21707 | 207 | 64.189 | 0 | 0
0.63022 | 0 | 0.26952 | 207 | 63.022 | 0 | 0
0.60302 | 0 | 0.28517 | 207 | 60.302 | 0 | 0
0.56767 | 0 | 0.2618 | 207 | 56.767 | 0 | 0
0.53937 | 0 | 0.25383 | 207 | 53.937 | 0 | 0
0.5234 | 0 | 0.22052 | 207 | 52.34 | 0 | 0
0.51482 | 0 | 0.18603 | 207 | 51.482 | 0 | 0
0.51334 | 0 | 0.15974 | 207 | 51.334 | 0 | 0
0.51698 | 0 | 0.14575 | 207 | 51.698 | 0 | 0
0.53707 | 0 | 0.1406 | 207 | 53.707 | 0 | 0
0.58082 | 0 | 0.14697 | 207 | 58.082 | 0 | 0
0.62084 | 0.0368 | 0.12281 | 207 | 62.084 | 0 | 0
0.61683 | 0.3355 | 0.11841 | 207 | 61.683 | 0 | 0
0.61283 | 0.5607 | 0.10376 | 207 | 61.283 | 0 | 0
0.60698 | 0.6725 | 0.0756 | 207 | 60.698 | 0 | 0
0.59343 | 0.6727 | 0.07943 | 207 | 59.343 | 0 | 0
0.57822 | 0.6837 | 0.08092 | 207 | 57.822 | 0 | 0
0.56058 | 0.64 | 0.08663 | 207 | 56.058 | 0 | 0
0.54526 | 0.6377 | 0.11035 | 207 | 54.526 | 0 | 0
0.53907 | 0.6545 | 0.11628 | 207 | 53.907 | 0 | 0
0.53969 | 0.5397 | 0.11074 | 207 | 53.969 | 0 | 0
0.54469 | 0.3246 | 0.09657 | 207 | 54.469 | 0 | 0
0.55097 | 0.0476 | 0.09186 | 207 | 55.097 | 0 | 0
0.56759 | 0 | 0.14287 | 207 | 56.759 | 0 | 0
0.55818 | 0 | 0.25195 | 207 | 55.818 | 0 | 0
0.54642 | 0 | 0.31957 | 207 | 54.642 | 0 | 0
0.529 | 0 | 0.38632 | 207 | 52.9 | 0 | 0
0.50395 | 0 | 0.38771 | 207 | 50.395 | 0 | 0
0.48318 | 0 | 0.36474 | 207 | 48.318 | 0 | 0
0.46568 | 0 | 0.35916 | 207 | 46.568 | 0 | 0
0.4569 | 0 | 0.3456 | 207 | 45.69 | 0 | 0
0.45413 | 0 | 0.30436 | 207 | 45.413 | 0 | 0
0.45568 | 0 | 0.25928 | 207 | 45.568 | 0 | 0
0.46498 | 0 | 0.25622 | 207 | 46.498 | 0 | 0
0.48259 | 0 | 0.2332 | 207 | 48.259 | 0 | 0
0.5047 | 0.0158 | 0.19462 | 207 | 50.47 | 0 | 0
0.52511 | 0.1327 | 0.14614 | 207 | 52.511 | 0 | 0
0.54586 | 0.2834 | 0.12757 | 207 | 54.586 | 0 | 0
0.5545 | 0.472 | 0.11322 | 207 | 55.45 | 0 | 0
0.55827 | 0.4714 | 0.10747 | 207 | 55.827 | 0 | 0
0.55276 | 0.5279 | 0.10328 | 207 | 55.276 | 0 | 0
0.54836 | 0.4621 | 0.12216 | 207 | 54.836 | 0 | 0
0.54339 | 0.3842 | 0.12744 | 207 | 54.339 | 0 | 0
0.54158 | 0.2499 | 0.15935 | 207 | 54.158 | 0 | 0
0.54472 | 0.1721 | 0.19401 | 207 | 54.472 | 0 | 0
0.54822 | 0.0716 | 0.20452 | 207 | 54.822 | 0 | 0
0.55539 | 0.0195 | 0.20526 | 207 | 55.539 | 0 | 0
0.56627 | 0 | 0.24759 | 207 | 56.627 | 0 | 0
0.56031 | 0 | 0.28277 | 207 | 56.031 | 0 | 0
0.54612 | 0 | 0.29886 | 207 | 54.612 | 0 | 0
0.5318 | 0 | 0.28565 | 207 | 53.18 | 0 | 0
0.51026 | 0 | 0.23408 | 207 | 51.026 | 0 | 0
0.49058 | 0 | 0.19288 | 207 | 49.058 | 0 | 0
0.4752 | 0 | 0.16196 | 207 | 47.52 | 0 | 0
0.46557 | 0 | 0.21857 | 207 | 46.557 | 0 | 0
0.46278 | 0 | 0.32641 | 207 | 46.278 | 0 | 0
0.46715 | 0 | 0.28006 | 207 | 46.715 | 0 | 0
0.47272 | 0 | 0.26593 | 207 | 47.272 | 0 | 0
0.48895 | 0 | 0.24569 | 207 | 48.895 | 0 | 0
0.51109 | 0.0052 | 0.25524 | 207 | 51.109 | 0 | 0
0.53593 | 0.0619 | 0.25782 | 207 | 53.593 | 0 | 0
0.56195 | 0.1302 | 0.26327 | 207 | 56.195 | 0 | 0
0.58132 | 0.222 | 0.27225 | 207 | 58.132 | 0 | 0
0.59275 | 0.3218 | 0.27286 | 207 | 59.275 | 0 | 0
0.59441 | 0.3649 | 0.29702 | 207 | 59.441 | 0 | 0
0.59244 | 0.3553 | 0.31922 | 207 | 59.244 | 0 | 0
0.58486 | 0.3114 | 0.36331 | 207 | 58.486 | 0 | 0
0.58208 | 0.2252 | 0.37617 | 207 | 58.208 | 0 | 0
0.58917 | 0.1651 | 0.40495 | 207 | 58.917 | 0 | 0
0.60308 | 0.0732 | 0.39859 | 207 | 60.308 | 0 | 0
0.62941 | 0.0059 | 0.42109 | 207 | 62.941 | 0 | 0
0.66594 | 0 | 0.42737 | 207 | 66.594 | 0 | 0
0.67924 | 0 | 0.44643 | 207 | 67.924 | 0 | 0
0.67669 | 0 | 0.46684 | 207 | 67.669 | 0 | 0
0.66012 | 0 | 0.4589 | 207 | 66.012 | 0 | 0
0.63534 | 0 | 0.46771 | 207 | 63.534 | 0 | 0
0.61672 | 0 | 0.46881 | 207 | 61.672 | 0 | 0
0.60885 | 0 | 0.46881 | 207 | 60.885 | 0 | 0
0.61056 | 0 | 0.46641 | 207 | 61.056 | 0 | 0
0.61896 | 0 | 0.46854 | 207 | 61.896 | 0 | 0
0.63679 | 0 | 0.46837 | 207 | 63.679 | 0 | 0
0.66861 | 0 | 0.44313 | 207 | 66.861 | 0 | 0
0.72753 | 0 | 0.43314 | 207 | 72.753 | 0 | 0
0.78602 | 0.0103 | 0.42608 | 207 | 78.602 | 0 | 0
0.78476 | 0.0694 | 0.38867 | 207 | 78.476 | 0 | 0
0.78393 | 0.1547 | 0.36204 | 207 | 78.393 | 0 | 0
0.78126 | 0.2685 | 0.31613 | 207 | 78.126 | 0 | 0
0.76883 | 0.421 | 0.27022 | 207 | 76.883 | 0 | 0
0.75105 | 0.5761 | 0.2554 | 207 | 75.105 | 0 | 0
0.7368 | 0.6908 | 0.22012 | 207 | 73.68 | 0 | 0
0.72368 | 0.7253 | 0.18961 | 207 | 72.368 | 0 | 0
0.70656 | 0.8081 | 0.18655 | 207 | 70.656 | 0 | 0
0.70501 | 0.7965 | 0.17683 | 207 | 70.501 | 0 | 0
0.71691 | 0.5294 | 0.14788 | 207 | 71.691 | 0 | 0
0.74752 | 0.0653 | 0.12696 | 207 | 74.752 | 0 | 0
0.78258 | 0 | 0.10163 | 207 | 78.258 | 0 | 0
0.78482 | 0 | 0.111 | 207 | 78.482 | 0 | 0
0.77314 | 0 | 0.10869 | 207 | 77.314 | 0 | 0
0.74454 | 0 | 0.10228 | 207 | 74.454 | 0 | 0
0.70958 | 0 | 0.10328 | 207 | 70.958 | 0 | 0
0.68639 | 0 | 0.09391 | 207 | 68.639 | 0 | 0
0.67917 | 0 | 0.09605 | 207 | 67.917 | 0 | 0
0.67953 | 0 | 0.09653 | 207 | 67.953 | 0 | 0
0.68678 | 0 | 0.0892 | 207 | 68.678 | 0 | 0
0.69962 | 0 | 0.07848 | 207 | 69.962 | 0 | 0
0.72724 | 0 | 0.08798 | 207 | 72.724 | 0 | 0
0.78145 | 0.0001 | 0.09775 | 207 | 78.145 | 0 | 0
0.82123 | 0.0504 | 0.09823 | 204.877 | 80 | 0 | 0
0.79802 | 0.3924 | 0.12186 | 205.075 | 80 | 0 | 0
0.76838 | 0.7374 | 0.11231 | 207 | 78.763 | 0 | 0
0.73747 | 0.7919 | 0.1127 | 207 | 73.747 | 0 | 0
0.70675 | 0.826 | 0.11937 | 207 | 70.675 | 0 | 0
0.67317 | 0.8512 | 0.11941 | 207 | 67.317 | 0 | 0
0.64036 | 0.8322 | 0.1059 | 207 | 64.036 | 0 | 0
0.61035 | 0.7536 | 0.10224 | 207 | 61.035 | 0 | 0
0.58671 | 0.6479 | 0.0933 | 207 | 58.671 | 0 | 0
0.5821 | 0.5943 | 0.08737 | 207 | 58.21 | 0 | 0
0.58992 | 0.3917 | 0.08196 | 207 | 58.992 | 0 | 0
0.61707 | 0.0547 | 0.06845 | 207 | 61.707 | 0 | 0
0.66799 | 0 | 0.07407 | 207 | 66.799 | 0 | 0
0.68208 | 0 | 0.10302 | 207 | 68.208 | 0 | 0
0.67991 | 0 | 0.14235 | 207 | 67.991 | 0 | 0
0.66048 | 0 | 0.17391 | 207 | 66.048 | 0 | 0
0.63554 | 0 | 0.20761 | 207 | 63.554 | 0 | 0
0.62042 | 0 | 0.25305 | 207 | 62.042 | 0 | 0
0.61577 | 0 | 0.28976 | 207 | 61.577 | 0 | 0
0.61559 | 0 | 0.29943 | 207 | 61.559 | 0 | 0
0.62535 | 0 | 0.29466 | 207 | 62.535 | 0 | 0
0.63945 | 0 | 0.29978 | 207 | 63.945 | 0 | 0
0.66763 | 0 | 0.32078 | 207 | 66.763 | 0 | 0
0.72146 | 0.0001 | 0.33329 | 207 | 72.146 | 0 | 0
0.76583 | 0.0348 | 0.37494 | 207 | 76.583 | 0 | 0
0.72783 | 0.2059 | 0.41659 | 207 | 72.783 | 0 | 0
0.67913 | 0.3734 | 0.37656 | 207 | 67.913 | 0 | 0
0.64448 | 0.4694 | 0.41607 | 207 | 64.448 | 0 | 0
0.61463 | 0.6131 | 0.47465 | 207 | 61.463 | 0 | 0
0.58597 | 0.7301 | 0.43597 | 207 | 58.597 | 0 | 0
0.56027 | 0.752 | 0.45273 | 207 | 56.027 | 0 | 0
0.54551 | 0.7525 | 0.4907 | 207 | 54.551 | 0 | 0
0.53016 | 0.7207 | 0.53423 | 207 | 53.016 | 0 | 0
0.52913 | 0.5253 | 0.57168 | 207 | 52.913 | 0 | 0
0.53725 | 0.2425 | 0.60205 | 207 | 53.725 | 0 | 0
0.55901 | 0.0506 | 0.63014 | 207 | 55.901 | 0 | 0
0.59127 | 0 | 0.61062 | 207 | 59.127 | 0 | 0
0.59597 | 0 | 0.65267 | 207 | 59.597 | 0 | 0
0.59088 | 0 | 0.67161 | 207 | 59.088 | 0 | 0
0.56828 | 0 | 0.66846 | 207 | 56.828 | 0 | 0
0.52937 | 0 | 0.63875 | 207 | 52.937 | 0 | 0
0.50344 | 0 | 0.63105 | 207 | 50.344 | 0 | 0
0.49161 | 0 | 0.6272 | 207 | 49.161 | 0 | 0
0.48211 | 0 | 0.61452 | 207 | 48.211 | 0 | 0
0.47956 | 0 | 0.61316 | 207 | 47.956 | 0 | 0
0.48245 | 0 | 0.61894 | 207 | 48.245 | 0 | 0
0.50089 | 0 | 0.61005 | 207 | 50.089 | 0 | 0
0.54232 | 0 | 0.62073 | 207 | 54.232 | 0 | 0
0.58152 | 0.0444 | 0.61023 | 207 | 58.152 | 0 | 0
0.56686 | 0.2804 | 0.58442 | 207 | 56.686 | 0 | 0
0.55602 | 0.4057 | 0.49442 | 207 | 55.602 | 0 | 0
0.54288 | 0.6515 | 0.35407 | 207 | 54.288 | 0 | 0
0.52739 | 0.6303 | 0.31155 | 207 | 52.739 | 0 | 0
0.51043 | 0.5219 | 0.31706 | 207 | 51.043 | 0 | 0
0.50065 | 0.4067 | 0.31618 | 207 | 50.065 | 0 | 0
0.49418 | 0.3855 | 0.36006 | 207 | 49.418 | 0 | 0
0.48954 | 0.33 | 0.41751 | 207 | 48.954 | 0 | 0
0.49107 | 0.3247 | 0.44433 | 207 | 49.107 | 0 | 0
0.49589 | 0.1062 | 0.48331 | 207 | 49.589 | 0 | 0
0.50615 | 0.0098 | 0.57645 | 207 | 50.615 | 0 | 0
0.52835 | 0 | 0.62856 | 207 | 52.835 | 0 | 0
0.52591 | 0 | 0.64536 | 207 | 52.591 | 0 | 0
0.51519 | 0 | 0.66317 | 207 | 51.519 | 0 | 0
0.49239 | 0 | 0.6797 | 207 | 49.239 | 0 | 0
0.45696 | 0 | 0.67235 | 207 | 45.696 | 0 | 0
0.43018 | 0 | 0.62467 | 207 | 43.018 | 0 | 0
0.41286 | 0 | 0.61478 | 207 | 41.286 | 0 | 0
0.4054 | 0 | 0.61242 | 207 | 40.54 | 0 | 0
0.39875 | 0 | 0.52321 | 207 | 39.875 | 0 | 0
0.39998 | 0 | 0.47342 | 207 | 39.998 | 0 | 0
0.41175 | 0 | 0.42591 | 207 | 41.175 | 0 | 0
0.44938 | 0 | 0.3717 | 207 | 44.938 | 0 | 0
0.49142 | 0.0131 | 0.33425 | 207 | 49.142 | 0 | 0
0.49255 | 0.0816 | 0.25524 | 207 | 49.255 | 0 | 0
0.50143 | 0.1816 | 0.2251 | 207 | 50.143 | 0 | 0
0.5034 | 0.2713 | 0.21871 | 207 | 50.34 | 0 | 0
0.5094 | 0.3397 | 0.21569 | 207 | 50.94 | 0 | 0
0.51042 | 0.4258 | 0.21775 | 207 | 51.042 | 0 | 0
0.51717 | 0.4059 | 0.26001 | 207 | 51.717 | 0 | 0
0.52589 | 0.3499 | 0.32082 | 207 | 52.589 | 0 | 0
0.5299 | 0.2956 | 0.3703 | 207 | 52.99 | 0 | 0
0.5291 | 0.1593 | 0.35175 | 207 | 52.91 | 0 | 0
0.52621 | 0.0631 | 0.41003 | 207 | 52.621 | 0 | 0
0.52678 | 0.0047 | 0.46616 | 207 | 52.678 | 0 | 0
0.54126 | 0 | 0.53393 | 207 | 54.126 | 0 | 0
0.53483 | 0 | 0.62139 | 207 | 53.483 | 0 | 0
0.52257 | 0 | 0.69322 | 207 | 52.257 | 0 | 0
0.50413 | 0 | 0.68767 | 207 | 50.413 | 0 | 0
0.4787 | 0 | 0.63534 | 207 | 47.87 | 0 | 0
0.44943 | 0 | 0.5307 | 207 | 44.943 | 0 | 0
0.42987 | 0 | 0.52707 | 207 | 42.987 | 0 | 0
0.4151 | 0 | 0.59035 | 207 | 41.51 | 0 | 0
0.40939 | 0 | 0.62474 | 207 | 40.939 | 0 | 0
0.40535 | 0 | 0.63288 | 207 | 40.535 | 0 | 0
0.40662 | 0 | 0.64763 | 207 | 40.662 | 0 | 0
0.4171 | 0 | 0.62251 | 207 | 41.71 | 0 | 0
0.43098 | 0.0347 | 0.63656 | 207 | 43.098 | 0 | 0
0.45103 | 0.2579 | 0.6363 | 207 | 45.103 | 0 | 0
0.47917 | 0.4527 | 0.60579 | 207 | 47.917 | 0 | 0
0.49841 | 0.5299 | 0.59354 | 207 | 49.841 | 0 | 0
0.51692 | 0.574 | 0.54868 | 207 | 51.692 | 0 | 0
0.52088 | 0.7553 | 0.46978 | 207 | 52.088 | 0 | 0
0.52534 | 0.7531 | 0.39578 | 207 | 52.534 | 0 | 0
0.52786 | 0.7433 | 0.32266 | 207 | 52.786 | 0 | 0
0.53062 | 0.6204 | 0.25067 | 207 | 53.062 | 0 | 0
0.53418 | 0.4618 | 0.22192 | 207 | 53.418 | 0 | 0
0.53155 | 0.2248 | 0.20896 | 207 | 53.155 | 0 | 0
0.52189 | 0.0214 | 0.19233 | 207 | 52.189 | 0 | 0
0.52815 | 0 | 0.16625 | 207 | 52.815 | 0 | 0
0.51657 | 0 | 0.19111 | 207 | 51.657 | 0 | 0
0.49706 | 0 | 0.19141 | 207 | 49.706 | 0 | 0
0.48061 | 0 | 0.18389 | 207 | 48.061 | 0 | 0
0.45371 | 0 | 0.22113 | 207 | 45.371 | 0 | 0
0.4312 | 0 | 0.28048 | 207 | 43.12 | 0 | 0
0.41289 | 0 | 0.35438 | 207 | 41.289 | 0 | 0
0.40248 | 0 | 0.3367 | 207 | 40.248 | 0 | 0
0.39706 | 0 | 0.27506 | 207 | 39.706 | 0 | 0
0.39562 | 0 | 0.31316 | 207 | 39.562 | 0 | 0
0.40177 | 0 | 0.34742 | 207 | 40.177 | 0 | 0
0.41236 | 0 | 0.34987 | 207 | 41.236 | 0 | 0
0.42813 | 0.0099 | 0.37437 | 207 | 42.813 | 0 | 0
0.44378 | 0.054 | 0.38133 | 207 | 44.378 | 0 | 0
0.46544 | 0.1037 | 0.44275 | 207 | 46.544 | 0 | 0
0.48089 | 0.2691 | 0.43212 | 207 | 48.089 | 0 | 0
0.49184 | 0.3214 | 0.37993 | 207 | 49.184 | 0 | 0
0.49892 | 0.2912 | 0.36024 | 207 | 49.892 | 0 | 0
0.50277 | 0.3318 | 0.29741 | 207 | 50.277 | 0 | 0
0.50442 | 0.289 | 0.26828 | 207 | 50.442 | 0 | 0
0.50684 | 0.2404 | 0.26272 | 207 | 50.684 | 0 | 0
0.51314 | 0.1732 | 0.30678 | 207 | 51.314 | 0 | 0
0.51165 | 0.0768 | 0.30603 | 207 | 51.165 | 0 | 0
0.51639 | 0.0101 | 0.2807 | 207 | 51.639 | 0 | 0
0.53424 | 0 | 0.29527 | 207 | 53.424 | 0 | 0
0.5279 | 0 | 0.24299 | 207 | 52.79 | 0 | 0
0.51024 | 0 | 0.21499 | 207 | 51.024 | 0 | 0
0.48128 | 0 | 0.21236 | 207 | 48.128 | 0 | 0
0.45413 | 0 | 0.20523 | 207 | 45.413 | 0 | 0
0.43285 | 0 | 0.20326 | 207 | 43.285 | 0 | 0
0.41778 | 0 | 0.18344 | 207 | 41.778 | 0 | 0
0.41078 | 0 | 0.17679 | 207 | 41.078 | 0 | 0
0.41287 | 0 | 0.17259 | 207 | 41.287 | 0 | 0
0.42471 | 0 | 0.15085 | 207 | 42.471 | 0 | 0
0.45109 | 0 | 0.12469 | 207 | 45.109 | 0 | 0
0.48659 | 0 | 0.13024 | 207 | 48.659 | 0 | 0
0.50158 | 0.0059 | 0.13401 | 207 | 50.158 | 0 | 0
0.50587 | 0.0371 | 0.15593 | 207 | 50.587 | 0 | 0
0.51962 | 0.0874 | 0.16415 | 207 | 51.962 | 0 | 0
0.53137 | 0.134 | 0.17224 | 207 | 53.137 | 0 | 0
0.53341 | 0.1665 | 0.16306 | 207 | 53.341 | 0 | 0
0.53997 | 0.1702 | 0.17211 | 207 | 53.997 | 0 | 0
0.54256 | 0.1592 | 0.16861 | 207 | 54.256 | 0 | 0
0.5384 | 0.1303 | 0.14324 | 207 | 53.84 | 0 | 0
0.54051 | 0.1208 | 0.14538 | 207 | 54.051 | 0 | 0
0.53674 | 0.0913 | 0.17194 | 207 | 53.674 | 0 | 0
0.53431 | 0.0436 | 0.17539 | 207 | 53.431 | 0 | 0
0.53506 | 0.0062 | 0.18931 | 207 | 53.506 | 0 | 0
0.54469 | 0 | 0.20326 | 207 | 54.469 | 0 | 0
0.53529 | 0 | 0.21683 | 207 | 53.529 | 0 | 0
0.51103 | 0 | 0.22855 | 207 | 51.103 | 0 | 0
0.481 | 0 | 0.22461 | 207 | 48.1 | 0 | 0
0.44888 | 0 | 0.24373 | 207 | 44.888 | 0 | 0
0.42806 | 0 | 0.2475 | 207 | 42.806 | 0 | 0
0.41662 | 0 | 0.25353 | 207 | 41.662 | 0 | 0
0.40485 | 0 | 0.24723 | 207 | 40.485 | 0 | 0
0.4058 | 0 | 0.24321 | 207 | 40.58 | 0 | 0
0.4155 | 0 | 0.24623 | 207 | 41.55 | 0 | 0
0.44553 | 0 | 0.27851 | 207 | 44.553 | 0 | 0
0.47611 | 0 | 0.33001 | 207 | 47.611 | 0 | 0
0.49414 | 0.0023 | 0.35258 | 207 | 49.414 | 0 | 0
0.49998 | 0.0278 | 0.35267 | 207 | 49.998 | 0 | 0
0.51216 | 0.0629 | 0.43374 | 207 | 51.216 | 0 | 0
0.52334 | 0.1107 | 0.46861 | 207 | 52.334 | 0 | 0
0.52776 | 0.1485 | 0.54242 | 207 | 52.776 | 0 | 0
0.53262 | 0.1922 | 0.60432 | 207 | 53.262 | 0 | 0
0.53332 | 0.2055 | 0.66859 | 207 | 53.332 | 0 | 0
0.53328 | 0.2088 | 0.69957 | 207 | 53.328 | 0 | 0
0.52995 | 0.1315 | 0.7158 | 207 | 52.995 | 0 | 0
0.53008 | 0.1195 | 0.73146 | 207 | 53.008 | 0 | 0
0.52803 | 0.0948 | 0.71807 | 207 | 52.803 | 0 | 0
0.52613 | 0.0149 | 0.73347 | 207 | 52.613 | 0 | 0
0.5391 | 0 | 0.74227 | 207 | 53.91 | 0 | 0
0.52978 | 0 | 0.73671 | 207 | 52.978 | 0 | 0
0.50929 | 0 | 0.73448 | 207 | 50.929 | 0 | 0
0.47661 | 0 | 0.70731 | 207 | 47.661 | 0 | 0
0.44537 | 0 | 0.67069 | 207 | 44.537 | 0 | 0
0.4266 | 0 | 0.68141 | 207 | 42.66 | 0 | 0
0.41128 | 0 | 0.66308 | 207 | 41.128 | 0 | 0
0.40751 | 0 | 0.65735 | 207 | 40.751 | 0 | 0
0.40394 | 0 | 0.6307 | 207 | 40.394 | 0 | 0
0.40944 | 0 | 0.5957 | 207 | 40.944 | 0 | 0
0.43487 | 0 | 0.57812 | 207 | 43.487 | 0 | 0
0.46491 | 0 | 0.58827 | 207 | 46.491 | 0 | 0
0.48133 | 0.0321 | 0.5607 | 207 | 48.133 | 0 | 0
0.48906 | 0.1791 | 0.55383 | 207 | 48.906 | 0 | 0
0.50345 | 0.3659 | 0.52863 | 207 | 50.345 | 0 | 0
0.50814 | 0.5478 | 0.47176 | 207 | 50.814 | 0 | 0
0.50937 | 0.7345 | 0.49818 | 207 | 50.937 | 0 | 0
0.51111 | 0.7782 | 0.48239 | 207 | 51.111 | 0 | 0
0.51793 | 0.7996 | 0.47806 | 207 | 51.793 | 0 | 0
0.52009 | 0.7658 | 0.45369 | 207 | 52.009 | 0 | 0
0.52351 | 0.7063 | 0.46655 | 207 | 52.351 | 0 | 0
0.52474 | 0.6209 | 0.47053 | 207 | 52.474 | 0 | 0
0.52783 | 0.4241 | 0.5142 | 207 | 52.783 | 0 | 0
0.5259 | 0.0598 | 0.57772 | 207 | 52.59 | 0 | 0
0.53415 | 0 | 0.62279 | 207 | 53.415 | 0 | 0
0.53082 | 0 | 0.67074 | 207 | 53.082 | 0 | 0
0.51158 | 0 | 0.68981 | 207 | 51.158 | 0 | 0
0.48478 | 0 | 0.69545 | 207 | 48.478 | 0 | 0
0.45433 | 0 | 0.69685 | 207 | 45.433 | 0 | 0
0.43565 | 0 | 0.69118 | 207 | 43.565 | 0 | 0
0.41982 | 0 | 0.66329 | 207 | 41.982 | 0 | 0
0.40913 | 0 | 0.63458 | 207 | 40.913 | 0 | 0
0.40623 | 0 | 0.59699 | 207 | 40.623 | 0 | 0
0.41518 | 0 | 0.56131 | 207 | 41.518 | 0 | 0
0.4408 | 0 | 0.51139 | 207 | 44.08 | 0 | 0
0.47186 | 0.0002 | 0.4706 | 207 | 47.186 | 0 | 0
0.48163 | 0.1071 | 0.43613 | 207 | 48.163 | 0 | 0
0.48588 | 0.5829 | 0.40725 | 207 | 48.588 | 0 | 0
0.49512 | 0.7301 | 0.43981 | 207 | 49.512 | 0 | 0
0.50151 | 0.6826 | 0.45518 | 207 | 50.151 | 0 | 0
0.50207 | 0.7827 | 0.48645 | 207 | 50.207 | 0 | 0
0.5034 | 0.8058 | 0.49216 | 207 | 50.34 | 0 | 0
0.50362 | 0.7916 | 0.49346 | 207 | 50.362 | 0 | 0
0.50108 | 0.7734 | 0.46731 | 207 | 50.108 | 0 | 0
0.50093 | 0.7831 | 0.43284 | 207 | 50.093 | 0 | 0
0.49765 | 0.7342 | 0.42106 | 207 | 49.765 | 0 | 0
0.49524 | 0.4924 | 0.42799 | 207 | 49.524 | 0 | 0
0.48749 | 0.0668 | 0.42782 | 207 | 48.749 | 0 | 0
0.505 | 0 | 0.40998 | 207 | 50.5 | 0 | 0
0.50175 | 0 | 0.48653 | 207 | 50.175 | 0 | 0
0.48635 | 0 | 0.56075 | 207 | 48.635 | 0 | 0
0.46055 | 0 | 0.59323 | 207 | 46.055 | 0 | 0
0.43525 | 0 | 0.58695 | 207 | 43.525 | 0 | 0
0.41982 | 0 | 0.60314 | 207 | 41.982 | 0 | 0
0.41144 | 0 | 0.60726 | 207 | 41.144 | 0 | 0
0.40669 | 0 | 0.58587 | 207 | 40.669 | 0 | 0
0.41294 | 0 | 0.55854 | 207 | 41.294 | 0 | 0
0.42573 | 0 | 0.52828 | 207 | 42.573 | 0 | 0
0.46103 | 0 | 0.48922 | 207 | 46.103 | 0 | 0
0.49905 | 0.0003 | 0.44263 | 207 | 49.905 | 0 | 0
0.51746 | 0.0961 | 0.40708 | 207 | 51.746 | 0 | 0
0.52815 | 0.4882 | 0.38525 | 207 | 52.815 | 0 | 0
0.5316 | 0.6662 | 0.45596 | 207 | 53.16 | 0 | 0
0.52634 | 0.7378 | 0.49887 | 207 | 52.634 | 0 | 0
0.51647 | 0.736 | 0.40686 | 207 | 51.647 | 0 | 0
0.50571 | 0.7344 | 0.35516 | 207 | 50.571 | 0 | 0
0.49665 | 0.7402 | 0.31675 | 207 | 49.665 | 0 | 0
0.48658 | 0.6931 | 0.28622 | 207 | 48.658 | 0 | 0
0.48175 | 0.6593 | 0.23781 | 207 | 48.175 | 0 | 0
0.47799 | 0.5394 | 0.20148 | 207 | 47.799 | 0 | 0
0.48027 | 0.2849 | 0.16433 | 207 | 48.027 | 0 | 0
0.48404 | 0.0338 | 0.13571 | 207 | 48.404 | 0 | 0
0.50501 | 0 | 0.10947 | 207 | 50.501 | 0 | 0
0.50732 | 0 | 0.12116 | 207 | 50.732 | 0 | 0
0.49679 | 0 | 0.13618 | 207 | 49.679 | 0 | 0
0.48301 | 0 | 0.17043 | 207 | 48.301 | 0 | 0
0.46124 | 0 | 0.18368 | 207 | 46.124 | 0 | 0
0.45021 | 0 | 0.18758 | 207 | 45.021 | 0 | 0
0.44233 | 0 | 0.20282 | 207 | 44.233 | 0 | 0
0.4427 | 0 | 0.19494 | 207 | 44.27 | 0 | 0
0.44702 | 0 | 0.18477 | 207 | 44.702 | 0 | 0
0.45649 | 0 | 0.17043 | 207 | 45.649 | 0 | 0
0.47465 | 0 | 0.18594 | 207 | 47.465 | 0 | 0
0.5012 | 0.0004 | 0.181 | 207 | 50.12 | 0 | 0
0.52044 | 0.0683 | 0.19377 | 207 | 52.044 | 0 | 0
0.53004 | 0.2789 | 0.1826 | 207 | 53.004 | 0 | 0
0.52507 | 0.4282 | 0.12466 | 207 | 52.507 | 0 | 0
0.5167 | 0.5253 | 0.12631 | 207 | 51.67 | 0 | 0
0.49868 | 0.572 | 0.12986 | 207 | 49.868 | 0 | 0
0.48274 | 0.5891 | 0.12847 | 207 | 48.274 | 0 | 0
0.47055 | 0.6187 | 0.11263 | 207 | 47.055 | 0 | 0
0.45887 | 0.5718 | 0.08327 | 207 | 45.887 | 0 | 0
0.45048 | 0.4826 | 0.06504 | 207 | 45.048 | 0 | 0
0.45131 | 0.5018 | 0.04928 | 207 | 45.131 | 0 | 0
0.45453 | 0.3943 | 0.03966 | 207 | 45.453 | 0 | 0
0.46125 | 0.0727 | 0.04534 | 207 | 46.125 | 0 | 0
0.48542 | 0 | 0.0782 | 207 | 48.542 | 0 | 0
0.48471 | 0 | 0.11657 | 207 | 48.471 | 0 | 0
0.47905 | 0 | 0.14056 | 207 | 47.905 | 0 | 0
0.46385 | 0 | 0.13843 | 207 | 46.385 | 0 | 0
0.44899 | 0 | 0.13311 | 207 | 44.899 | 0 | 0
0.43914 | 0 | 0.12207 | 207 | 43.914 | 0 | 0
0.43332 | 0 | 0.11492 | 207 | 43.332 | 0 | 0
0.43384 | 0 | 0.1057 | 207 | 43.384 | 0 | 0
0.43322 | 0 | 0.09401 | 207 | 43.322 | 0 | 0
0.44249 | 0 | 0.08457 | 207 | 44.249 | 0 | 0
0.45877 | 0 | 0.08379 | 207 | 45.877 | 0 | 0
0.48171 | 0.0006 | 0.09375 | 207 | 48.171 | 0 | 0
0.50089 | 0.1342 | 0.08478 | 207 | 50.089 | 0 | 0
0.50659 | 0.5216 | 0.06495 | 207 | 50.659 | 0 | 0
0.49891 | 0.7114 | 0.03525 | 207 | 49.891 | 0 | 0
0.48494 | 0.7698 | 0.03867 | 207 | 48.494 | 0 | 0
0.47355 | 0.7891 | 0.02667 | 207 | 47.355 | 0 | 0
0.46078 | 0.8039 | 0.03507 | 207 | 46.078 | 0 | 0
0.45131 | 0.7958 | 0.0436 | 207 | 45.131 | 0 | 0
0.44538 | 0.7657 | 0.04317 | 207 | 44.538 | 0 | 0
0.44364 | 0.7403 | 0.0362 | 207 | 44.364 | 0 | 0
0.44478 | 0.6746 | 0.03226 | 207 | 44.478 | 0 | 0
0.45083 | 0.4459 | 0.03139 | 207 | 45.083 | 0 | 0
0.45735 | 0.0706 | 0.0297 | 207 | 45.735 | 0 | 0
0.4873 | 0 | 0.04802 | 207 | 48.73 | 0 | 0
0.48893 | 0 | 0.09522 | 207 | 48.893 | 0 | 0
0.47719 | 0 | 0.14705 | 207 | 47.719 | 0 | 0
0.45237 | 0 | 0.20313 | 207 | 45.237 | 0 | 0
0.42802 | 0 | 0.24149 | 207 | 42.802 | 0 | 0
0.41898 | 0 | 0.2447 | 207 | 41.898 | 0 | 0
0.4143 | 0 | 0.25539 | 207 | 41.43 | 0 | 0
0.41853 | 0 | 0.24058 | 207 | 41.853 | 0 | 0
0.4261 | 0 | 0.19763 | 207 | 42.61 | 0 | 0
0.44974 | 0 | 0.1752 | 207 | 44.974 | 0 | 0
0.50021 | 0 | 0.14294 | 207 | 50.021 | 0 | 0
0.55046 | 0.0006 | 0.08994 | 207 | 55.046 | 0 | 0
0.55749 | 0.0816 | 0.06456 | 207 | 55.749 | 0 | 0
0.54832 | 0.3542 | 0.04581 | 207 | 54.832 | 0 | 0
0.53566 | 0.5881 | 0.02711 | 207 | 53.566 | 0 | 0
0.51903 | 0.6148 | 0.03191 | 207 | 51.903 | 0 | 0
0.5034 | 0.6785 | 0.03295 | 207 | 50.34 | 0 | 0
0.49267 | 0.6846 | 0.06941 | 207 | 49.267 | 0 | 0
0.48703 | 0.6491 | 0.1002 | 207 | 48.703 | 0 | 0
0.48038 | 0.5885 | 0.11445 | 207 | 48.038 | 0 | 0
0.4777 | 0.4381 | 0.12337 | 207 | 47.77 | 0 | 0
0.48124 | 0.3037 | 0.13068 | 207 | 48.124 | 0 | 0
0.48479 | 0.1096 | 0.14653 | 207 | 48.479 | 0 | 0
0.48706 | 0.0226 | 0.15597 | 207 | 48.706 | 0 | 0
0.50932 | 0 | 0.18139 | 207 | 50.932 | 0 | 0
0.50637 | 0 | 0.24249 | 207 | 50.637 | 0 | 0
0.48391 | 0 | 0.3371 | 207 | 48.391 | 0 | 0
0.45065 | 0 | 0.35884 | 207 | 45.065 | 0 | 0
0.42197 | 0 | 0.37356 | 207 | 42.197 | 0 | 0
0.40941 | 0 | 0.41543 | 207 | 40.941 | 0 | 0
0.40305 | 0 | 0.43769 | 207 | 40.305 | 0 | 0
0.40411 | 0 | 0.43093 | 207 | 40.411 | 0 | 0
0.41098 | 0 | 0.44033 | 207 | 41.098 | 0 | 0
0.431 | 0 | 0.44761 | 207 | 43.1 | 0 | 0
0.47597 | 0 | 0.4525 | 207 | 47.597 | 0 | 0
0.52807 | 0.0007 | 0.49502 | 207 | 52.807 | 0 | 0
0.52799 | 0.132 | 0.48242 | 207 | 52.799 | 0 | 0
0.52026 | 0.552 | 0.42829 | 207 | 52.026 | 0 | 0
0.51111 | 0.6182 | 0.38395 | 207 | 51.111 | 0 | 0
0.50242 | 0.7258 | 0.4111 | 207 | 50.242 | 0 | 0
0.49439 | 0.7498 | 0.37473 | 207 | 49.439 | 0 | 0
0.48915 | 0.7463 | 0.29943 | 207 | 48.915 | 0 | 0
0.48473 | 0.7395 | 0.25188 | 207 | 48.473 | 0 | 0
0.48066 | 0.7137 | 0.21724 | 207 | 48.066 | 0 | 0
0.48094 | 0.6811 | 0.21464 | 207 | 48.094 | 0 | 0
0.48125 | 0.6332 | 0.22127 | 207 | 48.125 | 0 | 0
0.48369 | 0.4605 | 0.20373 | 207 | 48.369 | 0 | 0
0.48237 | 0.0844 | 0.21014 | 207 | 48.237 | 0 | 0
0.50574 | 0 | 0.22071 | 207 | 50.574 | 0 | 0
0.50229 | 0 | 0.31389 | 207 | 50.229 | 0 | 0
0.47998 | 0 | 0.37685 | 207 | 47.998 | 0 | 0
0.44499 | 0 | 0.42613 | 207 | 44.499 | 0 | 0
0.41927 | 0 | 0.44016 | 207 | 41.927 | 0 | 0
0.40289 | 0 | 0.45042 | 207 | 40.289 | 0 | 0
0.39429 | 0 | 0.43474 | 207 | 39.429 | 0 | 0
0.3944 | 0 | 0.38733 | 207 | 39.44 | 0 | 0
0.40071 | 0 | 0.36819 | 207 | 40.071 | 0 | 0
0.41855 | 0 | 0.33212 | 207 | 41.855 | 0 | 0
0.458 | 0 | 0.28497 | 207 | 45.8 | 0 | 0
0.50881 | 0.0004 | 0.23915 | 207 | 50.881 | 0 | 0
0.5092 | 0.0414 | 0.24487 | 207 | 50.92 | 0 | 0
0.5018 | 0.1279 | 0.22924 | 207 | 50.18 | 0 | 0
0.49832 | 0.2015 | 0.2411 | 207 | 49.832 | 0 | 0
0.49449 | 0.2722 | 0.21707 | 207 | 49.449 | 0 | 0
0.48856 | 0.2766 | 0.18923 | 207 | 48.856 | 0 | 0
0.4886 | 0.3008 | 0.15601 | 207 | 48.86 | 0 | 0
0.48793 | 0.3183 | 0.13917 | 207 | 48.793 | 0 | 0
0.48498 | 0.3241 | 0.12185 | 207 | 48.498 | 0 | 0
0.48741 | 0.3294 | 0.0918 | 207 | 48.741 | 0 | 0
0.49016 | 0.3245 | 0.09453 | 207 | 49.016 | 0 | 0
0.49477 | 0.1868 | 0.0779 | 207 | 49.477 | 0 | 0
0.49217 | 0.0321 | 0.05213 | 207 | 49.217 | 0 | 0
0.51252 | 0 | 0.03698 | 207 | 51.252 | 0 | 0
0.50921 | 0 | 0.03386 | 207 | 50.921 | 0 | 0
0.4882 | 0 | 0.03252 | 207 | 48.82 | 0 | 0
0.45214 | 0 | 0.06019 | 207 | 45.214 | 0 | 0
0.42249 | 0 | 0.08478 | 207 | 42.249 | 0 | 0
0.40685 | 0 | 0.1083 | 207 | 40.685 | 0 | 0
0.3962 | 0 | 0.12951 | 207 | 39.62 | 0 | 0
0.39738 | 0 | 0.15887 | 207 | 39.738 | 0 | 0
0.4002 | 0 | 0.16788 | 207 | 40.02 | 0 | 0
0.4171 | 0 | 0.16567 | 207 | 41.71 | 0 | 0
0.45944 | 0 | 0.17953 | 207 | 45.944 | 0 | 0
0.51168 | 0.0013 | 0.18187 | 207 | 51.168 | 0 | 0
0.51083 | 0.0841 | 0.19585 | 207 | 51.083 | 0 | 0
0.50195 | 0.2795 | 0.16073 | 207 | 50.195 | 0 | 0
0.49476 | 0.3643 | 0.07036 | 207 | 49.476 | 0 | 0
0.49106 | 0.4454 | 0.06101 | 207 | 49.106 | 0 | 0
0.48812 | 0.4993 | 0.0359 | 207 | 48.812 | 0 | 0
0.49071 | 0.5362 | 0.02009 | 207 | 49.071 | 0 | 0
0.49287 | 0.55 | 0.0307 | 207 | 49.287 | 0 | 0
0.49703 | 0.4949 | 0.05313 | 207 | 49.703 | 0 | 0
0.50673 | 0.5715 | 0.0701 | 207 | 50.673 | 0 | 0
0.50991 | 0.5166 | 0.08846 | 207 | 50.991 | 0 | 0
0.50679 | 0.4029 | 0.09998 | 207 | 50.679 | 0 | 0
0.50076 | 0.0585 | 0.11029 | 207 | 50.076 | 0 | 0
0.51327 | 0 | 0.12709 | 207 | 51.327 | 0 | 0
0.51138 | 0 | 0.20923 | 207 | 51.138 | 0 | 0
0.48215 | 0 | 0.29531 | 207 | 48.215 | 0 | 0
0.44134 | 0 | 0.33082 | 207 | 44.134 | 0 | 0
0.41187 | 0 | 0.37274 | 207 | 41.187 | 0 | 0
0.39641 | 0 | 0.40223 | 207 | 39.641 | 0 | 0
0.38512 | 0 | 0.42349 | 207 | 38.512 | 0 | 0
0.37967 | 0 | 0.45393 | 207 | 37.967 | 0 | 0
0.38347 | 0 | 0.4932 | 207 | 38.347 | 0 | 0
0.39965 | 0 | 0.48636 | 207 | 39.965 | 0 | 0
0.43835 | 0 | 0.44726 | 207 | 43.835 | 0 | 0
0.49007 | 0.0011 | 0.45094 | 207 | 49.007 | 0 | 0
0.49072 | 0.0559 | 0.4276 | 207 | 49.072 | 0 | 0
0.4883 | 0.155 | 0.36949 | 207 | 48.83 | 0 | 0
0.49029 | 0.285 | 0.29713 | 207 | 49.029 | 0 | 0
0.49071 | 0.3616 | 0.43492 | 207 | 49.071 | 0 | 0
0.49196 | 0.4673 | 0.50615 | 207 | 49.196 | 0 | 0
0.49926 | 0.4296 | 0.62332 | 207 | 49.926 | 0 | 0
0.50333 | 0.4124 | 0.67208 | 207 | 50.333 | 0 | 0
0.50972 | 0.2977 | 0.65983 | 207 | 50.972 | 0 | 0
0.51189 | 0.2328 | 0.67732 | 207 | 51.189 | 0 | 0
0.5155 | 0.2079 | 0.67 | 207 | 51.55 | 0 | 0
0.51008 | 0.1364 | 0.67225 | 207 | 51.008 | 0 | 0
0.49695 | 0.0151 | 0.69092 | 207 | 49.695 | 0 | 0
0.50422 | 0 | 0.64372 | 207 | 50.422 | 0 | 0
0.49582 | 0 | 0.65757 | 207 | 49.582 | 0 | 0
0.47792 | 0 | 0.65593 | 207 | 47.792 | 0 | 0
0.44995 | 0 | 0.63224 | 207 | 44.995 | 0 | 0
0.42375 | 0 | 0.61206 | 207 | 42.375 | 0 | 0
0.39986 | 0 | 0.59587 | 207 | 39.986 | 0 | 0
0.38812 | 0 | 0.58253 | 207 | 38.812 | 0 | 0
0.37649 | 0 | 0.53836 | 207 | 37.649 | 0 | 0
0.37742 | 0 | 0.52403 | 207 | 37.742 | 0 | 0
0.37916 | 0 | 0.49554 | 207 | 37.916 | 0 | 0
0.39209 | 0 | 0.48428 | 207 | 39.209 | 0 | 0
0.40618 | 0.0004 | 0.44224 | 207 | 40.618 | 0 | 0
0.42335 | 0.1342 | 0.38066 | 207 | 42.335 | 0 | 0
0.44321 | 0.5135 | 0.34312 | 207 | 44.321 | 0 | 0
0.4583 | 0.6408 | 0.29501 | 207 | 45.83 | 0 | 0
0.4689 | 0.6379 | 0.34897 | 207 | 46.89 | 0 | 0
0.47358 | 0.6366 | 0.28592 | 207 | 47.358 | 0 | 0
0.47531 | 0.6266 | 0.25223 | 207 | 47.531 | 0 | 0
0.47245 | 0.6217 | 0.28579 | 207 | 47.245 | 0 | 0
0.47061 | 0.5738 | 0.35789 | 207 | 47.061 | 0 | 0
0.4719 | 0.5905 | 0.39924 | 207 | 47.19 | 0 | 0
0.4721 | 0.4771 | 0.3856 | 207 | 47.21 | 0 | 0
0.47119 | 0.308 | 0.35581 | 207 | 47.119 | 0 | 0
0.47136 | 0.0642 | 0.31653 | 207 | 47.136 | 0 | 0
0.48257 | 0 | 0.32225 | 207 | 48.257 | 0 | 0
0.47865 | 0 | 0.35559 | 207 | 47.865 | 0 | 0
0.46522 | 0 | 0.37235 | 207 | 46.522 | 0 | 0
0.44197 | 0 | 0.38555 | 207 | 44.197 | 0 | 0
0.41611 | 0 | 0.42175 | 207 | 41.611 | 0 | 0
0.39926 | 0 | 0.50585 | 207 | 39.926 | 0 | 0
0.38486 | 0 | 0.51871 | 207 | 38.486 | 0 | 0
0.37743 | 0 | 0.521 | 207 | 37.743 | 0 | 0
0.37392 | 0 | 0.51208 | 207 | 37.392 | 0 | 0
0.37306 | 0 | 0.48866 | 207 | 37.306 | 0 | 0
0.37872 | 0 | 0.4842 | 207 | 37.872 | 0 | 0
0.3905 | 0.001 | 0.42214 | 207 | 39.05 | 0 | 0
0.4019 | 0.1375 | 0.372 | 207 | 40.19 | 0 | 0
0.42692 | 0.4627 | 0.28172 | 207 | 42.692 | 0 | 0
0.44884 | 0.6194 | 0.27405 | 207 | 44.884 | 0 | 0
0.46238 | 0.6385 | 0.25093 | 207 | 46.238 | 0 | 0
0.47394 | 0.6571 | 0.19789 | 207 | 47.394 | 0 | 0
0.48525 | 0.6778 | 0.18884 | 207 | 48.525 | 0 | 0
0.49818 | 0.6826 | 0.18174 | 207 | 49.818 | 0 | 0
0.50741 | 0.6756 | 0.19395 | 207 | 50.741 | 0 | 0
0.52257 | 0.6665 | 0.1968 | 207 | 52.257 | 0 | 0
0.53304 | 0.6509 | 0.21369 | 207 | 53.304 | 0 | 0
0.53867 | 0.4992 | 0.21391 | 207 | 53.867 | 0 | 0
0.53267 | 0.0959 | 0.18897 | 207 | 53.267 | 0 | 0
0.54083 | 0 | 0.20352 | 207 | 54.083 | 0 | 0
0.54251 | 0 | 0.27752 | 207 | 54.251 | 0 | 0
0.5149 | 0 | 0.34208 | 207 | 51.49 | 0 | 0
0.4743 | 0 | 0.39547 | 207 | 47.43 | 0 | 0
0.43736 | 0 | 0.39556 | 207 | 43.736 | 0 | 0
0.41053 | 0 | 0.33173 | 207 | 41.053 | 0 | 0
0.39445 | 0 | 0.27622 | 207 | 39.445 | 0 | 0
0.38626 | 0 | 0.19477 | 207 | 38.626 | 0 | 0
0.38509 | 0 | 0.15463 | 207 | 38.509 | 0 | 0
0.39845 | 0 | 0.20023 | 207 | 39.845 | 0 | 0
0.43536 | 0 | 0.22586 | 207 | 43.536 | 0 | 0
0.4829 | 0.0014 | 0.22729 | 207 | 48.29 | 0 | 0
0.48559 | 0.1703 | 0.21668 | 207 | 48.559 | 0 | 0
0.48867 | 0.5327 | 0.15008 | 207 | 48.867 | 0 | 0
0.49793 | 0.5983 | 0.1461 | 207 | 49.793 | 0 | 0
0.50784 | 0.6683 | 0.15324 | 207 | 50.784 | 0 | 0
0.51784 | 0.6955 | 0.13709 | 207 | 51.784 | 0 | 0
0.53004 | 0.7328 | 0.12622 | 207 | 53.004 | 0 | 0
0.54433 | 0.7362 | 0.12501 | 207 | 54.433 | 0 | 0
0.55741 | 0.7483 | 0.11709 | 207 | 55.741 | 0 | 0
0.56924 | 0.7313 | 0.12337 | 207 | 56.924 | 0 | 0
0.57458 | 0.6809 | 0.12787 | 207 | 57.458 | 0 | 0
0.57571 | 0.4274 | 0.14186 | 207 | 57.571 | 0 | 0
0.56311 | 0.0711 | 0.13332 | 207 | 56.311 | 0 | 0
0.56631 | 0 | 0.17048 | 207 | 56.631 | 0 | 0
0.55416 | 0 | 0.27141 | 207 | 55.416 | 0 | 0
0.52049 | 0 | 0.3533 | 207 | 52.049 | 0 | 0
0.47151 | 0 | 0.40396 | 207 | 47.151 | 0 | 0
0.43159 | 0 | 0.40456 | 207 | 43.159 | 0 | 0
0.40692 | 0 | 0.39231 | 207 | 40.692 | 0 | 0
0.3884 | 0 | 0.37165 | 207 | 38.84 | 0 | 0
0.38272 | 0 | 0.35304 | 207 | 38.272 | 0 | 0
0.38274 | 0 | 0.31328 | 207 | 38.274 | 0 | 0
0.39425 | 0 | 0.28025 | 207 | 39.425 | 0 | 0
0.43281 | 0 | 0.2566 | 207 | 43.281 | 0 | 0
0.48073 | 0.0028 | 0.23106 | 207 | 48.073 | 0 | 0
0.47562 | 0.1216 | 0.21296 | 207 | 47.562 | 0 | 0
0.47772 | 0.3944 | 0.17217 | 207 | 47.772 | 0 | 0
0.48129 | 0.4826 | 0.15991 | 207 | 48.129 | 0 | 0
0.48513 | 0.5482 | 0.17113 | 207 | 48.513 | 0 | 0
0.48966 | 0.5957 | 0.20334 | 207 | 48.966 | 0 | 0
0.49702 | 0.5993 | 0.24106 | 207 | 49.702 | 0 | 0
0.50457 | 0.6117 | 0.26613 | 207 | 50.457 | 0 | 0
0.51441 | 0.6194 | 0.27444 | 207 | 51.441 | 0 | 0
0.52465 | 0.617 | 0.30588 | 207 | 52.465 | 0 | 0
0.53424 | 0.5624 | 0.34429 | 207 | 53.424 | 0 | 0
0.53406 | 0.3905 | 0.38984 | 207 | 53.406 | 0 | 0
0.52495 | 0.0736 | 0.44466 | 207 | 52.495 | 0 | 0
0.53573 | 0 | 0.43063 | 207 | 53.573 | 0 | 0
0.52766 | 0 | 0.51884 | 207 | 52.766 | 0 | 0
0.49836 | 0 | 0.61124 | 207 | 49.836 | 0 | 0
0.4559 | 0 | 0.65008 | 207 | 45.59 | 0 | 0
0.42171 | 0 | 0.62683 | 207 | 42.171 | 0 | 0
0.40091 | 0 | 0.65199 | 207 | 40.091 | 0 | 0
0.38883 | 0 | 0.62995 | 207 | 38.883 | 0 | 0
0.3825 | 0 | 0.61804 | 207 | 38.25 | 0 | 0
0.38462 | 0 | 0.61756 | 207 | 38.462 | 0 | 0
0.39771 | 0 | 0.61639 | 207 | 39.771 | 0 | 0
0.43958 | 0 | 0.66407 | 207 | 43.958 | 0 | 0
0.48616 | 0.0025 | 0.6493 | 207 | 48.616 | 0 | 0
0.4842 | 0.0731 | 0.65212 | 207 | 48.42 | 0 | 0
0.48322 | 0.2218 | 0.61354 | 207 | 48.322 | 0 | 0
0.48827 | 0.3934 | 0.67576 | 207 | 48.827 | 0 | 0
0.49131 | 0.3565 | 0.70048 | 207 | 49.131 | 0 | 0
0.49426 | 0.4699 | 0.68187 | 207 | 49.426 | 0 | 0
0.49876 | 0.5285 | 0.68775 | 207 | 49.876 | 0 | 0
0.50478 | 0.5437 | 0.70395 | 207 | 50.478 | 0 | 0
0.5146 | 0.5667 | 0.71027 | 207 | 51.46 | 0 | 0
0.52347 | 0.4549 | 0.71192 | 207 | 52.347 | 0 | 0
0.52994 | 0.3418 | 0.74296 | 207 | 52.994 | 0 | 0
0.53092 | 0.1839 | 0.74686 | 207 | 53.092 | 0 | 0
0.52016 | 0.0383 | 0.74599 | 207 | 52.016 | 0 | 0
0.53114 | 0 | 0.74851 | 207 | 53.114 | 0 | 0
0.527 | 0 | 0.75141 | 207 | 52.7 | 0 | 0
0.49809 | 0 | 0.7308 | 207 | 49.809 | 0 | 0
0.45712 | 0 | 0.70031 | 207 | 45.712 | 0 | 0
0.4199 | 0 | 0.67147 | 207 | 41.99 | 0 | 0
0.39974 | 0 | 0.64393 | 207 | 39.974 | 0 | 0
0.38685 | 0 | 0.61709 | 207 | 38.685 | 0 | 0
0.38033 | 0 | 0.60938 | 207 | 38.033 | 0 | 0
0.38014 | 0 | 0.6083 | 207 | 38.014 | 0 | 0
0.39421 | 0 | 0.62609 | 207 | 39.421 | 0 | 0
0.43076 | 0 | 0.63696 | 207 | 43.076 | 0 | 0
0.4805 | 0.0014 | 0.65099 | 207 | 48.05 | 0 | 0
0.47766 | 0.0752 | 0.63904 | 207 | 47.766 | 0 | 0
0.47971 | 0.3251 | 0.60505 | 207 | 47.971 | 0 | 0
0.48749 | 0.4469 | 0.66597 | 207 | 48.749 | 0 | 0
0.49173 | 0.5963 | 0.67424 | 207 | 49.173 | 0 | 0
0.49601 | 0.6841 | 0.64701 | 207 | 49.601 | 0 | 0
0.50379 | 0.6718 | 0.65801 | 207 | 50.379 | 0 | 0
0.51334 | 0.5897 | 0.65272 | 207 | 51.334 | 0 | 0
0.52052 | 0.5283 | 0.63246 | 207 | 52.052 | 0 | 0
0.53136 | 0.403 | 0.61674 | 207 | 53.136 | 0 | 0
0.5345 | 0.4508 | 0.62492 | 207 | 53.45 | 0 | 0
0.53318 | 0.2555 | 0.63588 | 207 | 53.318 | 0 | 0
0.5224 | 0.0751 | 0.65757 | 207 | 52.24 | 0 | 0
0.53439 | 0.0001 | 0.65181 | 207 | 53.439 | 0 | 0
0.53121 | 0 | 0.70884 | 207 | 53.121 | 0 | 0
0.50682 | 0 | 0.6988 | 207 | 50.682 | 0 | 0
0.466 | 0 | 0.6852 | 207 | 46.6 | 0 | 0
0.43073 | 0 | 0.67355 | 207 | 43.073 | 0 | 0
0.40684 | 0 | 0.65671 | 207 | 40.684 | 0 | 0
0.39326 | 0 | 0.62912 | 207 | 39.326 | 0 | 0
0.38541 | 0 | 0.60553 | 207 | 38.541 | 0 | 0
0.38753 | 0 | 0.59916 | 207 | 38.753 | 0 | 0
0.3982 | 0 | 0.6015 | 207 | 39.82 | 0 | 0
0.43136 | 0 | 0.63969 | 207 | 43.136 | 0 | 0
0.47587 | 0.0027 | 0.60557 | 207 | 47.587 | 0 | 0
0.47806 | 0.1245 | 0.5346 | 207 | 47.806 | 0 | 0
0.48316 | 0.5042 | 0.44388 | 207 | 48.316 | 0 | 0
0.49476 | 0.631 | 0.51351 | 207 | 49.476 | 0 | 0
0.50406 | 0.6572 | 0.47276 | 207 | 50.406 | 0 | 0
0.50697 | 0.6409 | 0.3972 | 207 | 50.697 | 0 | 0
0.51573 | 0.5898 | 0.33199 | 207 | 51.573 | 0 | 0
0.52291 | 0.6896 | 0.27873 | 207 | 52.291 | 0 | 0
0.52614 | 0.6973 | 0.23305 | 207 | 52.614 | 0 | 0
0.52998 | 0.7448 | 0.24729 | 207 | 52.998 | 0 | 0
0.5329 | 0.6972 | 0.29739 | 207 | 53.29 | 0 | 0
0.53081 | 0.5215 | 0.33927 | 207 | 53.081 | 0 | 0
0.52061 | 0.1321 | 0.39331 | 207 | 52.061 | 0 | 0
0.52299 | 0 | 0.44141 | 207 | 52.299 | 0 | 0
0.51609 | 0 | 0.48225 | 207 | 51.609 | 0 | 0
0.5018 | 0 | 0.53559 | 207 | 50.18 | 0 | 0
0.4743 | 0 | 0.64644 | 207 | 47.43 | 0 | 0
0.44284 | 0 | 0.66636 | 207 | 44.284 | 0 | 0
0.41405 | 0 | 0.63281 | 207 | 41.405 | 0 | 0
0.39918 | 0 | 0.62207 | 207 | 39.918 | 0 | 0
0.39097 | 0 | 0.60418 | 207 | 39.097 | 0 | 0
0.38698 | 0 | 0.60726 | 207 | 38.698 | 0 | 0
0.38801 | 0 | 0.59063 | 207 | 38.801 | 0 | 0
0.39896 | 0 | 0.58331 | 207 | 39.896 | 0 | 0
0.419 | 0.0015 | 0.61722 | 207 | 41.9 | 0 | 0
0.43356 | 0.1021 | 0.63614 | 207 | 43.356 | 0 | 0
0.45796 | 0.2198 | 0.59712 | 207 | 45.796 | 0 | 0
0.4792 | 0.2015 | 0.62899 | 207 | 47.92 | 0 | 0
0.49326 | 0.1924 | 0.62562 | 207 | 49.326 | 0 | 0
0.49644 | 0.2508 | 0.60483 | 207 | 49.644 | 0 | 0
0.49723 | 0.2678 | 0.58851 | 207 | 49.723 | 0 | 0
0.4946 | 0.31 | 0.59617 | 207 | 49.46 | 0 | 0
0.49386 | 0.3236 | 0.60518 | 207 | 49.386 | 0 | 0
0.48674 | 0.3099 | 0.63791 | 207 | 48.674 | 0 | 0
0.48042 | 0.2367 | 0.6403 | 207 | 48.042 | 0 | 0
0.47636 | 0.1381 | 0.65736 | 207 | 47.636 | 0 | 0
0.47713 | 0.0364 | 0.65952 | 207 | 47.713 | 0 | 0
0.49515 | 0 | 0.66199 | 207 | 49.515 | 0 | 0
0.49341 | 0 | 0.59145 | 207 | 49.341 | 0 | 0
0.481 | 0 | 0.55729 | 207 | 48.1 | 0 | 0
0.46048 | 0 | 0.52005 | 207 | 46.048 | 0 | 0
0.43913 | 0 | 0.50619 | 207 | 43.913 | 0 | 0
0.42515 | 0 | 0.51091 | 207 | 42.515 | 0 | 0
0.41725 | 0 | 0.49342 | 207 | 41.725 | 0 | 0
0.4129 | 0 | 0.44596 | 207 | 41.29 | 0 | 0
0.41302 | 0 | 0.44501 | 207 | 41.302 | 0 | 0
0.41969 | 0 | 0.44319 | 207 | 41.969 | 0 | 0
0.43524 | 0 | 0.40508 | 207 | 43.524 | 0 | 0
0.45908 | 0.0027 | 0.36183 | 207 | 45.908 | 0 | 0
0.48372 | 0.1245 | 0.32692 | 207 | 48.372 | 0 | 0
0.5081 | 0.501 | 0.3174 | 207 | 50.81 | 0 | 0
0.52191 | 0.6878 | 0.32788 | 207 | 52.191 | 0 | 0
0.52281 | 0.7183 | 0.31432 | 207 | 52.281 | 0 | 0
0.51515 | 0.7361 | 0.27436 | 207 | 51.515 | 0 | 0
0.50213 | 0.7716 | 0.21807 | 207 | 50.213 | 0 | 0
0.48714 | 0.7876 | 0.18247 | 207 | 48.714 | 0 | 0
0.47579 | 0.781 | 0.15684 | 207 | 47.579 | 0 | 0
0.46939 | 0.8003 | 0.11756 | 207 | 46.939 | 0 | 0
0.46704 | 0.7767 | 0.11522 | 207 | 46.704 | 0 | 0
0.47119 | 0.577 | 0.10721 | 207 | 47.119 | 0 | 0
0.47964 | 0.1378 | 0.11059 | 207 | 47.964 | 0 | 0
0.5089 | 0.0001 | 0.10877 | 207 | 50.89 | 0 | 0
0.52532 | 0 | 0.13428 | 207 | 52.532 | 0 | 0
0.51069 | 0 | 0.14714 | 207 | 51.069 | 0 | 0
0.48686 | 0 | 0.12363 | 207 | 48.686 | 0 | 0
0.46227 | 0 | 0.08377 | 207 | 46.227 | 0 | 0
0.45037 | 0 | 0.06709 | 207 | 45.037 | 0 | 0
0.44883 | 0 | 0.06812 | 207 | 44.883 | 0 | 0
0.45248 | 0 | 0.05381 | 207 | 45.248 | 0 | 0
0.46043 | 0 | 0.05747 | 207 | 46.043 | 0 | 0
0.48214 | 0 | 0.06295 | 207 | 48.214 | 0 | 0
0.52813 | 0 | 0.0717 | 207 | 52.813 | 0 | 0
0.58232 | 0.0026 | 0.07843 | 207 | 58.232 | 0 | 0
0.57729 | 0.2019 | 0.08274 | 207 | 57.729 | 0 | 0
0.57193 | 0.6285 | 0.06674 | 207 | 57.193 | 0 | 0
0.56674 | 0.6921 | 0.0861 | 207 | 56.674 | 0 | 0
0.55721 | 0.7287 | 0.11085 | 207 | 55.721 | 0 | 0
0.54169 | 0.7485 | 0.12633 | 207 | 54.169 | 0 | 0
0.52312 | 0.7883 | 0.12339 | 207 | 52.312 | 0 | 0
0.50987 | 0.8029 | 0.12081 | 207 | 50.987 | 0 | 0
0.4973 | 0.8015 | 0.12171 | 207 | 49.73 | 0 | 0
0.49083 | 0.7645 | 0.10524 | 207 | 49.083 | 0 | 0
0.48965 | 0.7066 | 0.08998 | 207 | 48.965 | 0 | 0
0.49431 | 0.522 | 0.07502 | 207 | 49.431 | 0 | 0
0.49455 | 0.0997 | 0.07674 | 207 | 49.455 | 0 | 0
0.52334 | 0.0002 | 0.08679 | 207 | 52.334 | 0 | 0
0.52851 | 0 | 0.14349 | 207 | 52.851 | 0 | 0
0.50858 | 0 | 0.23946 | 207 | 50.858 | 0 | 0
0.4774 | 0 | 0.33944 | 207 | 47.74 | 0 | 0
0.45421 | 0 | 0.44063 | 207 | 45.421 | 0 | 0
0.45072 | 0 | 0.52065 | 207 | 45.072 | 0 | 0
0.44762 | 0 | 0.52824 | 207 | 44.762 | 0 | 0
0.44985 | 0 | 0.55859 | 207 | 44.985 | 0 | 0
0.46161 | 0 | 0.58093 | 207 | 46.161 | 0 | 0
0.48481 | 0 | 0.56773 | 207 | 48.481 | 0 | 0
0.53784 | 0 | 0.56424 | 207 | 53.784 | 0 | 0
0.5973 | 0.009 | 0.56704 | 207 | 59.73 | 0 | 0
0.5835 | 0.2533 | 0.55618 | 207 | 58.35 | 0 | 0
0.5603 | 0.6888 | 0.48405 | 207 | 56.03 | 0 | 0
0.53874 | 0.7527 | 0.47831 | 207 | 53.874 | 0 | 0
0.5173 | 0.7646 | 0.4615 | 207 | 51.73 | 0 | 0
0.49901 | 0.7734 | 0.42731 | 207 | 49.901 | 0 | 0
0.48956 | 0.7697 | 0.43654 | 207 | 48.956 | 0 | 0
0.4847 | 0.7468 | 0.43666 | 207 | 48.47 | 0 | 0
0.47915 | 0.7264 | 0.43973 | 207 | 47.915 | 0 | 0
0.48231 | 0.7186 | 0.45163 | 207 | 48.231 | 0 | 0
0.48372 | 0.6224 | 0.48357 | 207 | 48.372 | 0 | 0
0.48463 | 0.3704 | 0.52755 | 207 | 48.463 | 0 | 0
0.48534 | 0.082 | 0.55963 | 207 | 48.534 | 0 | 0
0.50461 | 0.001 | 0.56394 | 207 | 50.461 | 0 | 0
0.50863 | 0 | 0.60861 | 207 | 50.863 | 0 | 0
0.48479 | 0 | 0.62098 | 207 | 48.479 | 0 | 0
0.44757 | 0 | 0.63206 | 207 | 44.757 | 0 | 0
0.41868 | 0 | 0.58009 | 207 | 41.868 | 0 | 0
0.40241 | 0 | 0.57214 | 207 | 40.241 | 0 | 0
0.39373 | 0 | 0.5834 | 207 | 39.373 | 0 | 0
0.39389 | 0 | 0.5797 | 207 | 39.389 | 0 | 0
0.39876 | 0 | 0.55947 | 207 | 39.876 | 0 | 0
0.41591 | 0 | 0.55839 | 207 | 41.591 | 0 | 0
0.45834 | 0 | 0.56797 | 207 | 45.834 | 0 | 0
0.50798 | 0.0025 | 0.61472 | 207 | 50.798 | 0 | 0
0.50457 | 0.1496 | 0.61378 | 207 | 50.457 | 0 | 0
0.49853 | 0.5335 | 0.56784 | 207 | 49.853 | 0 | 0
0.49757 | 0.599 | 0.55285 | 207 | 49.757 | 0 | 0
0.49897 | 0.6457 | 0.53162 | 207 | 49.897 | 0 | 0
0.49659 | 0.6541 | 0.53012 | 207 | 49.659 | 0 | 0
0.49296 | 0.6794 | 0.52221 | 207 | 49.296 | 0 | 0
0.49318 | 0.6749 | 0.54761 | 207 | 49.318 | 0 | 0
0.49197 | 0.602 | 0.56423 | 207 | 49.197 | 0 | 0
0.49322 | 0.5283 | 0.58701 | 207 | 49.322 | 0 | 0
0.49786 | 0.4874 | 0.58769 | 207 | 49.786 | 0 | 0
0.50036 | 0.3184 | 0.58318 | 207 | 50.036 | 0 | 0
0.50101 | 0.0732 | 0.65816 | 207 | 50.101 | 0 | 0
0.51641 | 0.0001 | 0.68063 | 207 | 51.641 | 0 | 0
0.51365 | 0 | 0.7187 | 207 | 51.365 | 0 | 0
0.49056 | 0 | 0.71513 | 207 | 49.056 | 0 | 0
0.45513 | 0 | 0.68841 | 207 | 45.513 | 0 | 0
0.42442 | 0 | 0.6457 | 207 | 42.442 | 0 | 0
0.40651 | 0 | 0.60823 | 207 | 40.651 | 0 | 0
0.39377 | 0 | 0.53803 | 207 | 39.377 | 0 | 0
0.387 | 0 | 0.47602 | 207 | 38.7 | 0 | 0
0.38678 | 0 | 0.43405 | 207 | 38.678 | 0 | 0
0.39981 | 0 | 0.42236 | 207 | 39.981 | 0 | 0
0.43784 | 0 | 0.44354 | 207 | 43.784 | 0 | 0
0.48423 | 0.0068 | 0.42438 | 207 | 48.423 | 0 | 0
0.4838 | 0.2652 | 0.35379 | 207 | 48.38 | 0 | 0
0.49122 | 0.6875 | 0.26093 | 207 | 49.122 | 0 | 0
0.50046 | 0.7786 | 0.22355 | 207 | 50.046 | 0 | 0
0.51067 | 0.8072 | 0.23159 | 207 | 51.067 | 0 | 0
0.51963 | 0.8442 | 0.19997 | 207 | 51.963 | 0 | 0
0.53222 | 0.8463 | 0.17681 | 207 | 53.222 | 0 | 0
0.54904 | 0.8365 | 0.13049 | 207 | 54.904 | 0 | 0
0.56106 | 0.8788 | 0.11115 | 207 | 56.106 | 0 | 0
0.57929 | 0.8538 | 0.07622 | 207 | 57.929 | 0 | 0
0.59201 | 0.696 | 0.05049 | 207 | 59.201 | 0 | 0
0.59625 | 0.4267 | 0.03841 | 207 | 59.625 | 0 | 0
0.58281 | 0.0842 | 0.03304 | 207 | 58.281 | 0 | 0
0.58483 | 0.0005 | 0.0632 | 207 | 58.483 | 0 | 0
0.57677 | 0 | 0.15309 | 207 | 57.677 | 0 | 0
0.54169 | 0 | 0.24469 | 207 | 54.169 | 0 | 0
0.49528 | 0 | 0.33028 | 207 | 49.528 | 0 | 0
0.45451 | 0 | 0.37577 | 207 | 45.451 | 0 | 0
0.4264 | 0 | 0.40018 | 207 | 42.64 | 0 | 0
0.41267 | 0 | 0.42938 | 207 | 41.267 | 0 | 0
0.40088 | 0 | 0.4195 | 207 | 40.088 | 0 | 0
0.40183 | 0 | 0.4224 | 207 | 40.183 | 0 | 0
0.41189 | 0 | 0.41597 | 207 | 41.189 | 0 | 0
0.44478 | 0 | 0.41072 | 207 | 44.478 | 0 | 0
0.48799 | 0.008 | 0.39476 | 207 | 48.799 | 0 | 0
0.48623 | 0.2097 | 0.36535 | 207 | 48.623 | 0 | 0
0.49249 | 0.5929 | 0.29216 | 207 | 49.249 | 0 | 0
0.50041 | 0.6124 | 0.25842 | 207 | 50.041 | 0 | 0
0.51369 | 0.6132 | 0.28699 | 207 | 51.369 | 0 | 0
0.52169 | 0.5602 | 0.32745 | 207 | 52.169 | 0 | 0
0.5336 | 0.6458 | 0.35497 | 207 | 53.36 | 0 | 0
0.54942 | 0.5767 | 0.35993 | 207 | 54.942 | 0 | 0
0.56238 | 0.5686 | 0.35732 | 207 | 56.238 | 0 | 0
0.57697 | 0.568 | 0.34531 | 207 | 57.697 | 0 | 0
0.58385 | 0.5041 | 0.34879 | 207 | 58.385 | 0 | 0
0.57711 | 0.4269 | 0.38114 | 207 | 57.711 | 0 | 0
0.55742 | 0.0911 | 0.37938 | 207 | 55.742 | 0 | 0
0.55371 | 0.0001 | 0.42068 | 207 | 55.371 | 0 | 0
0.54873 | 0 | 0.51559 | 207 | 54.873 | 0 | 0
0.52625 | 0 | 0.5705 | 207 | 52.625 | 0 | 0
0.49629 | 0 | 0.566 | 207 | 49.629 | 0 | 0
0.46313 | 0 | 0.60125 | 207 | 46.313 | 0 | 0
0.43905 | 0 | 0.5773 | 207 | 43.905 | 0 | 0
0.41994 | 0 | 0.52176 | 207 | 41.994 | 0 | 0
0.40708 | 0 | 0.3435 | 207 | 40.708 | 0 | 0
0.40081 | 0 | 0.29619 | 207 | 40.081 | 0 | 0
0.39872 | 0 | 0.2046 | 207 | 39.872 | 0 | 0
0.41062 | 0 | 0.22128 | 207 | 41.062 | 0 | 0
0.42904 | 0.0054 | 0.21914 | 207 | 42.904 | 0 | 0
0.44566 | 0.2229 | 0.1962 | 207 | 44.566 | 0 | 0
0.4677 | 0.5766 | 0.21998 | 207 | 46.77 | 0 | 0
0.48941 | 0.7223 | 0.15726 | 207 | 48.941 | 0 | 0
0.50006 | 0.7316 | 0.14373 | 207 | 50.006 | 0 | 0
0.50627 | 0.7609 | 0.18057 | 207 | 50.627 | 0 | 0
0.5124 | 0.7256 | 0.1962 | 207 | 51.24 | 0 | 0
0.51582 | 0.7032 | 0.19347 | 207 | 51.582 | 0 | 0
0.52366 | 0.6362 | 0.20208 | 207 | 52.366 | 0 | 0
0.53326 | 0.6347 | 0.19864 | 207 | 53.326 | 0 | 0
0.53513 | 0.4729 | 0.20162 | 207 | 53.513 | 0 | 0
0.53224 | 0.2929 | 0.20259 | 207 | 53.224 | 0 | 0
0.5215 | 0.1239 | 0.20322 | 207 | 52.15 | 0 | 0
0.52305 | 0.0007 | 0.25557 | 207 | 52.305 | 0 | 0
0.52051 | 0 | 0.36888 | 207 | 52.051 | 0 | 0
0.50502 | 0 | 0.42366 | 207 | 50.502 | 0 | 0
0.48348 | 0 | 0.45349 | 207 | 48.348 | 0 | 0
0.45203 | 0 | 0.47799 | 207 | 45.203 | 0 | 0
0.42899 | 0 | 0.46261 | 207 | 42.899 | 0 | 0
0.41443 | 0 | 0.44774 | 207 | 41.443 | 0 | 0
0.40236 | 0 | 0.4061 | 207 | 40.236 | 0 | 0
0.39671 | 0 | 0.39728 | 207 | 39.671 | 0 | 0
0.39652 | 0 | 0.37888 | 207 | 39.652 | 0 | 0
0.3972 | 0 | 0.37438 | 207 | 39.72 | 0 | 0
0.40892 | 0.0046 | 0.31775 | 207 | 40.892 | 0 | 0
0.41837 | 0.0867 | 0.26867 | 207 | 41.837 | 0 | 0
0.44056 | 0.2809 | 0.30712 | 207 | 44.056 | 0 | 0
0.46058 | 0.5032 | 0.27615 | 207 | 46.058 | 0 | 0
0.46953 | 0.6797 | 0.23985 | 207 | 46.953 | 0 | 0
0.4774 | 0.7435 | 0.21213 | 207 | 47.74 | 0 | 0
0.47755 | 0.7275 | 0.17923 | 207 | 47.755 | 0 | 0
0.47611 | 0.7577 | 0.20582 | 207 | 47.611 | 0 | 0
0.47633 | 0.7473 | 0.2262 | 207 | 47.633 | 0 | 0
0.48234 | 0.6982 | 0.21082 | 207 | 48.234 | 0 | 0
0.48989 | 0.5692 | 0.1907 | 207 | 48.989 | 0 | 0
0.49794 | 0.4894 | 0.16394 | 207 | 49.794 | 0 | 0
0.49857 | 0.117 | 0.1352 | 207 | 49.857 | 0 | 0
0.50678 | 0.0006 | 0.12898 | 207 | 50.678 | 0 | 0
0.50608 | 0 | 0.16205 | 207 | 50.608 | 0 | 0
0.48144 | 0 | 0.21259 | 207 | 48.144 | 0 | 0
0.44479 | 0 | 0.20284 | 207 | 44.479 | 0 | 0
0.41023 | 0 | 0.18083 | 207 | 41.023 | 0 | 0
0.3906 | 0 | 0.17028 | 207 | 39.06 | 0 | 0
0.37744 | 0 | 0.13902 | 207 | 37.744 | 0 | 0
0.37127 | 0 | 0.10045 | 207 | 37.127 | 0 | 0
0.37232 | 0 | 0.08293 | 207 | 37.232 | 0 | 0
0.3871 | 0 | 0.07285 | 207 | 38.71 | 0 | 0
0.42198 | 0 | 0.07272 | 207 | 42.198 | 0 | 0
0.46906 | 0.0133 | 0.08277 | 207 | 46.906 | 0 | 0
0.47096 | 0.3352 | 0.08214 | 207 | 47.096 | 0 | 0
0.47725 | 0.7913 | 0.05512 | 207 | 47.725 | 0 | 0
0.48952 | 0.8566 | 0.02983 | 207 | 48.952 | 0 | 0
0.50398 | 0.8813 | 0.0284 | 207 | 50.398 | 0 | 0
0.51726 | 0.8897 | 0.03227 | 207 | 51.726 | 0 | 0
0.53608 | 0.8892 | 0.04684 | 207 | 53.608 | 0 | 0
0.55846 | 0.8856 | 0.05004 | 207 | 55.846 | 0 | 0
0.57639 | 0.8804 | 0.0442 | 207 | 57.639 | 0 | 0
0.59473 | 0.8633 | 0.03806 | 207 | 59.473 | 0 | 0
0.60953 | 0.8287 | 0.04311 | 207 | 60.953 | 0 | 0
0.61519 | 0.6388 | 0.04748 | 207 | 61.519 | 0 | 0
0.60534 | 0.1661 | 0.05479 | 207 | 60.534 | 0 | 0
0.59496 | 0.0006 | 0.0884 | 207 | 59.496 | 0 | 0
0.58062 | 0 | 0.18835 | 207 | 58.062 | 0 | 0
0.53909 | 0 | 0.28628 | 207 | 53.909 | 0 | 0
0.48949 | 0 | 0.34106 | 207 | 48.949 | 0 | 0
0.4446 | 0 | 0.39098 | 207 | 44.46 | 0 | 0
0.41479 | 0 | 0.40253 | 207 | 41.479 | 0 | 0
0.39794 | 0 | 0.42017 | 207 | 39.794 | 0 | 0
0.38717 | 0 | 0.4248 | 207 | 38.717 | 0 | 0
0.38822 | 0 | 0.42719 | 207 | 38.822 | 0 | 0
0.39641 | 0 | 0.41476 | 207 | 39.641 | 0 | 0
0.42975 | 0 | 0.39824 | 207 | 42.975 | 0 | 0
0.47173 | 0.0215 | 0.39182 | 207 | 47.173 | 0 | 0
0.46927 | 0.3821 | 0.39837 | 207 | 46.927 | 0 | 0
0.47715 | 0.8211 | 0.29699 | 207 | 47.715 | 0 | 0
0.50414 | 0.8634 | 0.22036 | 207 | 50.414 | 0 | 0
0.52729 | 0.8748 | 0.22746 | 207 | 52.729 | 0 | 0
0.55337 | 0.8891 | 0.23565 | 207 | 55.337 | 0 | 0
0.58274 | 0.8866 | 0.28103 | 207 | 58.274 | 0 | 0
0.61394 | 0.8747 | 0.31422 | 207 | 61.394 | 0 | 0
0.64091 | 0.8643 | 0.33312 | 207 | 64.091 | 0 | 0
0.66515 | 0.8392 | 0.35652 | 207 | 66.515 | 0 | 0
0.67878 | 0.7823 | 0.38001 | 207 | 67.878 | 0 | 0
0.67968 | 0.5551 | 0.39203 | 207 | 67.968 | 0 | 0
0.65748 | 0.1394 | 0.39829 | 207 | 65.748 | 0 | 0
0.63643 | 0.0005 | 0.50097 | 207 | 63.643 | 0 | 0
0.621 | 0 | 0.64541 | 207 | 62.1 | 0 | 0
0.57751 | 0 | 0.7104 | 207 | 57.751 | 0 | 0
0.52367 | 0 | 0.73427 | 207 | 52.367 | 0 | 0
0.47527 | 0 | 0.72284 | 207 | 47.527 | 0 | 0
0.44355 | 0 | 0.71095 | 207 | 44.355 | 0 | 0
0.42463 | 0 | 0.68919 | 207 | 42.463 | 0 | 0
0.41199 | 0 | 0.64713 | 207 | 41.199 | 0 | 0
0.40878 | 0 | 0.64881 | 207 | 40.878 | 0 | 0
0.41815 | 0 | 0.65465 | 207 | 41.815 | 0 | 0
0.45083 | 0 | 0.70759 | 207 | 45.083 | 0 | 0
0.48819 | 0.0161 | 0.71225 | 207 | 48.819 | 0 | 0
0.48938 | 0.3636 | 0.702 | 207 | 48.938 | 0 | 0
0.50431 | 0.7969 | 0.62633 | 207 | 50.431 | 0 | 0
0.52814 | 0.8626 | 0.5555 | 207 | 52.814 | 0 | 0
0.55289 | 0.849 | 0.57571 | 207 | 55.289 | 0 | 0
0.58078 | 0.817 | 0.61911 | 207 | 58.078 | 0 | 0
0.61182 | 0.832 | 0.63881 | 207 | 61.182 | 0 | 0
0.63989 | 0.7869 | 0.64364 | 207 | 63.989 | 0 | 0
0.66271 | 0.6763 | 0.64369 | 207 | 66.271 | 0 | 0
0.68578 | 0.6991 | 0.62339 | 207 | 68.578 | 0 | 0
0.69523 | 0.6117 | 0.61793 | 207 | 69.523 | 0 | 0
0.69048 | 0.4664 | 0.62226 | 207 | 69.048 | 0 | 0
0.66479 | 0.0833 | 0.60726 | 207 | 66.479 | 0 | 0
0.64267 | 0.0001 | 0.66494 | 207 | 64.267 | 0 | 0
0.63309 | 0 | 0.68213 | 207 | 63.309 | 0 | 0
0.59123 | 0 | 0.71721 | 207 | 59.123 | 0 | 0
0.53701 | 0 | 0.69549 | 207 | 53.701 | 0 | 0
0.48548 | 0 | 0.67171 | 207 | 48.548 | 0 | 0
0.45447 | 0 | 0.62789 | 207 | 45.447 | 0 | 0
0.43174 | 0 | 0.61003 | 207 | 43.174 | 0 | 0
0.41798 | 0 | 0.60432 | 207 | 41.798 | 0 | 0
0.41411 | 0 | 0.56983 | 207 | 41.411 | 0 | 0
0.42171 | 0 | 0.58907 | 207 | 42.171 | 0 | 0
0.45498 | 0 | 0.58676 | 207 | 45.498 | 0 | 0
0.49385 | 0.0202 | 0.53357 | 207 | 49.385 | 0 | 0
0.4888 | 0.3649 | 0.45143 | 207 | 48.88 | 0 | 0
0.50163 | 0.7235 | 0.42929 | 207 | 50.163 | 0 | 0
0.51801 | 0.6351 | 0.48382 | 207 | 51.801 | 0 | 0
0.52855 | 0.7084 | 0.45009 | 207 | 52.855 | 0 | 0
0.53309 | 0.7665 | 0.3956 | 207 | 53.309 | 0 | 0
0.53871 | 0.799 | 0.36896 | 207 | 53.871 | 0 | 0
0.54142 | 0.8054 | 0.34144 | 207 | 54.142 | 0 | 0
0.54534 | 0.8045 | 0.33148 | 207 | 54.534 | 0 | 0
0.55596 | 0.7865 | 0.28678 | 207 | 55.596 | 0 | 0
0.56291 | 0.7253 | 0.2475 | 207 | 56.291 | 0 | 0
0.56038 | 0.5775 | 0.21721 | 207 | 56.038 | 0 | 0
0.54781 | 0.1615 | 0.19208 | 207 | 54.781 | 0 | 0
0.54899 | 0.0011 | 0.18515 | 207 | 54.899 | 0 | 0
0.54699 | 0 | 0.23149 | 207 | 54.699 | 0 | 0
0.51543 | 0 | 0.27082 | 207 | 51.543 | 0 | 0
0.47214 | 0 | 0.27338 | 207 | 47.214 | 0 | 0
0.43517 | 0 | 0.31128 | 207 | 43.517 | 0 | 0
0.40939 | 0 | 0.33317 | 207 | 40.939 | 0 | 0
0.39417 | 0 | 0.32384 | 207 | 39.417 | 0 | 0
0.38759 | 0 | 0.29989 | 207 | 38.759 | 0 | 0
0.38583 | 0 | 0.33581 | 207 | 38.583 | 0 | 0
0.40073 | 0 | 0.35371 | 207 | 40.073 | 0 | 0
0.43691 | 0 | 0.36291 | 207 | 43.691 | 0 | 0
0.48717 | 0.0247 | 0.36543 | 207 | 48.717 | 0 | 0
0.48394 | 0.331 | 0.37581 | 207 | 48.394 | 0 | 0
0.48552 | 0.6797 | 0.29157 | 207 | 48.552 | 0 | 0
0.49 | 0.7233 | 0.28935 | 207 | 49 | 0 | 0
0.49237 | 0.7256 | 0.30493 | 207 | 49.237 | 0 | 0
0.49534 | 0.7551 | 0.29136 | 207 | 49.534 | 0 | 0
0.50052 | 0.7455 | 0.31363 | 207 | 50.052 | 0 | 0
0.50659 | 0.6855 | 0.31796 | 207 | 50.659 | 0 | 0
0.51433 | 0.5793 | 0.34329 | 207 | 51.433 | 0 | 0
0.52457 | 0.537 | 0.37039 | 207 | 52.457 | 0 | 0
0.52901 | 0.2801 | 0.37904 | 207 | 52.901 | 0 | 0
0.52426 | 0.1491 | 0.41173 | 207 | 52.426 | 0 | 0
0.51833 | 0.0307 | 0.4003 | 207 | 51.833 | 0 | 0
0.52375 | 0 | 0.41429 | 207 | 52.375 | 0 | 0
0.52461 | 0 | 0.47429 | 207 | 52.461 | 0 | 0
0.5072 | 0 | 0.57096 | 207 | 50.72 | 0 | 0
0.48269 | 0 | 0.60444 | 207 | 48.269 | 0 | 0
0.4517 | 0 | 0.60327 | 207 | 45.17 | 0 | 0
0.42806 | 0 | 0.59461 | 207 | 42.806 | 0 | 0
0.41261 | 0 | 0.58104 | 207 | 41.261 | 0 | 0
0.40154 | 0 | 0.54764 | 207 | 40.154 | 0 | 0
0.39889 | 0 | 0.53542 | 207 | 39.889 | 0 | 0
0.4005 | 0 | 0.52067 | 207 | 40.05 | 0 | 0
0.4107 | 0 | 0.48038 | 207 | 41.07 | 0 | 0
0.43005 | 0.0054 | 0.47282 | 207 | 43.005 | 0 | 0
0.44759 | 0.0642 | 0.47836 | 207 | 44.759 | 0 | 0
0.47585 | 0.1052 | 0.51038 | 207 | 47.585 | 0 | 0
0.50125 | 0.1812 | 0.5731 | 207 | 50.125 | 0 | 0
0.52057 | 0.1907 | 0.58764 | 207 | 52.057 | 0 | 0
0.52774 | 0.2835 | 0.62238 | 207 | 52.774 | 0 | 0
0.53361 | 0.4107 | 0.69356 | 207 | 53.361 | 0 | 0
0.53695 | 0.4106 | 0.71948 | 207 | 53.695 | 0 | 0
0.5299 | 0.4986 | 0.73435 | 207 | 52.99 | 0 | 0
0.51636 | 0.3861 | 0.72586 | 207 | 51.636 | 0 | 0
0.51675 | 0.3583 | 0.77233 | 207 | 51.675 | 0 | 0
0.51969 | 0.2301 | 0.74931 | 207 | 51.969 | 0 | 0
0.50729 | 0.0946 | 0.71729 | 207 | 50.729 | 0 | 0
0.50555 | 0.0009 | 0.65591 | 207 | 50.555 | 0 | 0
0.49919 | 0 | 0.57848 | 207 | 49.919 | 0 | 0
0.4836 | 0 | 0.52891 | 207 | 48.36 | 0 | 0
0.46259 | 0 | 0.47412 | 207 | 46.259 | 0 | 0
0.43992 | 0 | 0.41018 | 207 | 43.992 | 0 | 0
0.42441 | 0 | 0.33741 | 207 | 42.441 | 0 | 0
0.41321 | 0 | 0.30388 | 207 | 41.321 | 0 | 0
0.40595 | 0 | 0.25498 | 207 | 40.595 | 0 | 0
0.40419 | 0 | 0.26103 | 207 | 40.419 | 0 | 0
0.40808 | 0 | 0.27527 | 207 | 40.808 | 0 | 0
0.41789 | 0 | 0.28989 | 207 | 41.789 | 0 | 0
0.43332 | 0.0305 | 0.27578 | 207 | 43.332 | 0 | 0
0.45138 | 0.4236 | 0.27578 | 207 | 45.138 | 0 | 0
0.46429 | 0.8406 | 0.22956 | 207 | 46.429 | 0 | 0
0.46719 | 0.8732 | 0.19087 | 207 | 46.719 | 0 | 0
0.46152 | 0.8821 | 0.18503 | 207 | 46.152 | 0 | 0
0.45685 | 0.8875 | 0.19792 | 207 | 45.685 | 0 | 0
0.45257 | 0.8893 | 0.22565 | 207 | 45.257 | 0 | 0
0.44687 | 0.8854 | 0.25569 | 207 | 44.687 | 0 | 0
0.45151 | 0.8791 | 0.28019 | 207 | 45.151 | 0 | 0
0.45562 | 0.8717 | 0.29447 | 207 | 45.562 | 0 | 0
0.46648 | 0.8478 | 0.32766 | 207 | 46.648 | 0 | 0
0.4772 | 0.6941 | 0.33211 | 207 | 47.72 | 0 | 0
0.47935 | 0.2023 | 0.29371 | 207 | 47.935 | 0 | 0
0.48789 | 0.0009 | 0.32338 | 207 | 48.789 | 0 | 0
0.49402 | 0 | 0.46988 | 207 | 49.402 | 0 | 0
0.47884 | 0 | 0.63369 | 207 | 47.884 | 0 | 0
0.44479 | 0 | 0.68036 | 207 | 44.479 | 0 | 0
0.41262 | 0 | 0.62591 | 207 | 41.262 | 0 | 0
0.39263 | 0 | 0.5973 | 207 | 39.263 | 0 | 0
0.38344 | 0 | 0.57239 | 207 | 38.344 | 0 | 0
0.38202 | 0 | 0.57798 | 207 | 38.202 | 0 | 0
0.38551 | 0 | 0.58293 | 207 | 38.551 | 0 | 0
0.40222 | 0 | 0.62318 | 207 | 40.222 | 0 | 0
0.44522 | 0 | 0.69234 | 207 | 44.522 | 0 | 0
0.48875 | 0.0253 | 0.70288 | 207 | 48.875 | 0 | 0
0.48952 | 0.2979 | 0.64116 | 207 | 48.952 | 0 | 0
0.49084 | 0.6451 | 0.56289 | 207 | 49.084 | 0 | 0
0.49141 | 0.8008 | 0.58407 | 207 | 49.141 | 0 | 0
0.49585 | 0.7548 | 0.58138 | 207 | 49.585 | 0 | 0
0.50386 | 0.7057 | 0.60016 | 207 | 50.386 | 0 | 0
0.51091 | 0.727 | 0.59751 | 207 | 51.091 | 0 | 0
0.52209 | 0.7533 | 0.61146 | 207 | 52.209 | 0 | 0
0.53321 | 0.7169 | 0.62201 | 207 | 53.321 | 0 | 0
0.54693 | 0.7432 | 0.62587 | 207 | 54.693 | 0 | 0
0.55863 | 0.774 | 0.65095 | 207 | 55.863 | 0 | 0
0.56311 | 0.5919 | 0.66343 | 207 | 56.311 | 0 | 0
0.55508 | 0.12 | 0.6691 | 207 | 55.508 | 0 | 0
0.54998 | 0.0007 | 0.67213 | 207 | 54.998 | 0 | 0
0.55207 | 0 | 0.69805 | 207 | 55.207 | 0 | 0
0.52076 | 0 | 0.63785 | 207 | 52.076 | 0 | 0
0.47617 | 0 | 0.63734 | 207 | 47.617 | 0 | 0
0.43897 | 0 | 0.61054 | 207 | 43.897 | 0 | 0
0.41507 | 0 | 0.59587 | 207 | 41.507 | 0 | 0
0.40061 | 0 | 0.57483 | 207 | 40.061 | 0 | 0
0.39398 | 0 | 0.56995 | 207 | 39.398 | 0 | 0
0.39225 | 0 | 0.57445 | 207 | 39.225 | 0 | 0
0.4032 | 0 | 0.58688 | 207 | 40.32 | 0 | 0
0.43952 | 0 | 0.61789 | 207 | 43.952 | 0 | 0
0.48233 | 0.0116 | 0.67314 | 207 | 48.233 | 0 | 0
0.4852 | 0.0933 | 0.63524 | 207 | 48.52 | 0 | 0
0.49263 | 0.1833 | 0.62911 | 207 | 49.263 | 0 | 0
0.50752 | 0.3708 | 0.66322 | 207 | 50.752 | 0 | 0
0.51986 | 0.5193 | 0.65919 | 207 | 51.986 | 0 | 0
0.53003 | 0.6098 | 0.6523 | 207 | 53.003 | 0 | 0
0.54245 | 0.6743 | 0.64062 | 207 | 54.245 | 0 | 0
0.55895 | 0.6131 | 0.59894 | 207 | 55.895 | 0 | 0
0.56789 | 0.5936 | 0.62499 | 207 | 56.789 | 0 | 0
0.57625 | 0.5699 | 0.66973 | 207 | 57.625 | 0 | 0
0.57552 | 0.5007 | 0.67746 | 207 | 57.552 | 0 | 0
0.57238 | 0.32 | 0.70448 | 207 | 57.238 | 0 | 0
0.56404 | 0.1339 | 0.71091 | 207 | 56.404 | 0 | 0
0.57053 | 0.0029 | 0.72217 | 207 | 57.053 | 0 | 0
0.57311 | 0 | 0.74788 | 207 | 57.311 | 0 | 0
0.54421 | 0 | 0.7575 | 207 | 54.421 | 0 | 0
0.50288 | 0 | 0.75099 | 207 | 50.288 | 0 | 0
0.46493 | 0 | 0.75426 | 207 | 46.493 | 0 | 0
0.44143 | 0 | 0.72767 | 207 | 44.143 | 0 | 0
0.42593 | 0 | 0.69494 | 207 | 42.593 | 0 | 0
0.41811 | 0 | 0.67364 | 207 | 41.811 | 0 | 0
0.41545 | 0 | 0.65356 | 207 | 41.545 | 0 | 0
0.42915 | 0 | 0.65461 | 207 | 42.915 | 0 | 0
0.46421 | 0 | 0.6055 | 207 | 46.421 | 0 | 0
0.50858 | 0.0151 | 0.57928 | 207 | 50.858 | 0 | 0
0.50918 | 0.3314 | 0.57415 | 207 | 50.918 | 0 | 0
0.52201 | 0.6692 | 0.54769 | 207 | 52.201 | 0 | 0
0.53447 | 0.7204 | 0.56079 | 207 | 53.447 | 0 | 0
0.54535 | 0.7692 | 0.53529 | 207 | 54.535 | 0 | 0
0.55158 | 0.8051 | 0.4871 | 207 | 55.158 | 0 | 0
0.56106 | 0.8248 | 0.46626 | 207 | 56.106 | 0 | 0
0.57272 | 0.7836 | 0.44211 | 207 | 57.272 | 0 | 0
0.58161 | 0.7561 | 0.45316 | 207 | 58.161 | 0 | 0
0.59406 | 0.7472 | 0.47563 | 207 | 59.406 | 0 | 0
0.60522 | 0.6434 | 0.5287 | 207 | 60.522 | 0 | 0
0.60764 | 0.3534 | 0.57209 | 207 | 60.764 | 0 | 0
0.60101 | 0.0871 | 0.59398 | 207 | 60.101 | 0 | 0
0.59935 | 0.0014 | 0.60587 | 207 | 59.935 | 0 | 0
0.59756 | 0 | 0.62579 | 207 | 59.756 | 0 | 0
0.57012 | 0 | 0.62873 | 207 | 57.012 | 0 | 0
0.52686 | 0 | 0.61549 | 207 | 52.686 | 0 | 0
0.48157 | 0 | 0.52075 | 207 | 48.157 | 0 | 0
0.44227 | 0 | 0.39064 | 207 | 44.227 | 0 | 0
0.42134 | 0 | 0.40282 | 207 | 42.134 | 0 | 0
0.41216 | 0 | 0.46559 | 207 | 41.216 | 0 | 0
0.40673 | 0 | 0.53004 | 207 | 40.673 | 0 | 0
0.40803 | 0 | 0.49265 | 207 | 40.803 | 0 | 0
0.43788 | 0 | 0.58348 | 207 | 43.788 | 0 | 0
0.48108 | 0.0272 | 0.5831 | 207 | 48.108 | 0 | 0
0.48147 | 0.3398 | 0.54164 | 207 | 48.147 | 0 | 0
0.49078 | 0.5545 | 0.53668 | 207 | 49.078 | 0 | 0
0.50017 | 0.4507 | 0.55016 | 207 | 50.017 | 0 | 0
0.51014 | 0.6092 | 0.63163 | 207 | 51.014 | 0 | 0
0.51568 | 0.7401 | 0.68486 | 207 | 51.568 | 0 | 0
0.52057 | 0.8055 | 0.71717 | 207 | 52.057 | 0 | 0
0.52528 | 0.6958 | 0.707 | 207 | 52.528 | 0 | 0
0.5296 | 0.7479 | 0.69574 | 207 | 52.96 | 0 | 0
0.53444 | 0.7145 | 0.67986 | 207 | 53.444 | 0 | 0
0.53824 | 0.7402 | 0.68045 | 207 | 53.824 | 0 | 0
0.532 | 0.6489 | 0.65864 | 207 | 53.2 | 0 | 0
0.51896 | 0.2186 | 0.55861 | 207 | 51.896 | 0 | 0
0.5098 | 0.0024 | 0.42568 | 207 | 50.98 | 0 | 0
0.51496 | 0 | 0.38648 | 207 | 51.496 | 0 | 0
0.48909 | 0 | 0.45475 | 207 | 48.909 | 0 | 0
0.45533 | 0 | 0.4695 | 207 | 45.533 | 0 | 0
0.41953 | 0 | 0.42976 | 207 | 41.953 | 0 | 0
0.39785 | 0 | 0.43962 | 207 | 39.785 | 0 | 0
0.38273 | 0 | 0.4032 | 207 | 38.273 | 0 | 0
0.37621 | 0 | 0.34009 | 207 | 37.621 | 0 | 0
0.37577 | 0 | 0.33136 | 207 | 37.577 | 0 | 0
0.38559 | 0 | 0.32469 | 207 | 38.559 | 0 | 0
0.40666 | 0 | 0.34215 | 207 | 40.666 | 0 | 0
0.42818 | 0.0492 | 0.39074 | 207 | 42.818 | 0 | 0
0.44333 | 0.4843 | 0.34286 | 207 | 44.333 | 0 | 0
0.4596 | 0.8452 | 0.25436 | 207 | 45.96 | 0 | 0
0.46911 | 0.8839 | 0.31034 | 207 | 46.911 | 0 | 0
0.47465 | 0.8937 | 0.30719 | 207 | 47.465 | 0 | 0
0.47732 | 0.8976 | 0.27522 | 207 | 47.732 | 0 | 0
0.4774 | 0.8992 | 0.24719 | 207 | 47.74 | 0 | 0
0.48002 | 0.9009 | 0.208 | 207 | 48.002 | 0 | 0
0.48383 | 0.8973 | 0.18114 | 207 | 48.383 | 0 | 0
0.49055 | 0.8912 | 0.15227 | 207 | 49.055 | 0 | 0
0.49667 | 0.87 | 0.12106 | 207 | 49.667 | 0 | 0
0.49829 | 0.7246 | 0.08749 | 207 | 49.829 | 0 | 0
0.48812 | 0.2348 | 0.04066 | 207 | 48.812 | 0 | 0
0.48247 | 0.0026 | 0.02639 | 207 | 48.247 | 0 | 0
0.48332 | 0 | 0.05056 | 207 | 48.332 | 0 | 0
0.4636 | 0 | 0.10284 | 207 | 46.36 | 0 | 0
0.43902 | 0 | 0.161 | 207 | 43.902 | 0 | 0
0.41041 | 0 | 0.21723 | 207 | 41.041 | 0 | 0
0.3902 | 0 | 0.27669 | 207 | 39.02 | 0 | 0
0.38007 | 0 | 0.33917 | 207 | 38.007 | 0 | 0
0.37288 | 0 | 0.38666 | 207 | 37.288 | 0 | 0
0.37102 | 0 | 0.40668 | 207 | 37.102 | 0 | 0
0.37693 | 0 | 0.44961 | 207 | 37.693 | 0 | 0
0.3886 | 0.0001 | 0.46354 | 207 | 38.86 | 0 | 0
0.40347 | 0.0544 | 0.49161 | 207 | 40.347 | 0 | 0
0.42331 | 0.4917 | 0.50881 | 207 | 42.331 | 0 | 0
0.44072 | 0.8046 | 0.40467 | 207 | 44.072 | 0 | 0
0.45359 | 0.8387 | 0.46119 | 207 | 45.359 | 0 | 0
0.45786 | 0.8592 | 0.45921 | 207 | 45.786 | 0 | 0
0.46505 | 0.8721 | 0.44382 | 207 | 46.505 | 0 | 0
0.47316 | 0.8723 | 0.48267 | 207 | 47.316 | 0 | 0
0.4858 | 0.8527 | 0.5506 | 207 | 48.58 | 0 | 0
0.49959 | 0.845 | 0.59987 | 207 | 49.959 | 0 | 0
0.51706 | 0.8237 | 0.62169 | 207 | 51.706 | 0 | 0
0.53007 | 0.7829 | 0.63784 | 207 | 53.007 | 0 | 0
0.53741 | 0.633 | 0.67988 | 207 | 53.741 | 0 | 0
0.53088 | 0.1838 | 0.69319 | 207 | 53.088 | 0 | 0
0.51325 | 0.0017 | 0.69516 | 207 | 51.325 | 0 | 0
0.51578 | 0 | 0.75923 | 207 | 51.578 | 0 | 0
0.4973 | 0 | 0.77782 | 207 | 49.73 | 0 | 0
0.46781 | 0 | 0.77077 | 207 | 46.781 | 0 | 0
0.43533 | 0 | 0.69616 | 207 | 43.533 | 0 | 0
0.41014 | 0 | 0.67086 | 207 | 41.014 | 0 | 0
0.38995 | 0 | 0.61824 | 207 | 38.995 | 0 | 0
0.37822 | 0 | 0.6028 | 207 | 37.822 | 0 | 0
0.37373 | 0 | 0.58921 | 207 | 37.373 | 0 | 0
0.37189 | 0 | 0.59021 | 207 | 37.189 | 0 | 0
0.37715 | 0.0001 | 0.60117 | 207 | 37.715 | 0 | 0
0.38632 | 0.0384 | 0.62911 | 207 | 38.632 | 0 | 0
0.40476 | 0.428 | 0.66436 | 207 | 40.476 | 0 | 0
0.43 | 0.7762 | 0.60029 | 207 | 43 | 0 | 0
0.45242 | 0.8299 | 0.60318 | 207 | 45.242 | 0 | 0
0.46738 | 0.8629 | 0.60133 | 207 | 46.738 | 0 | 0
0.48638 | 0.8821 | 0.60817 | 207 | 48.638 | 0 | 0
0.50289 | 0.886 | 0.56877 | 207 | 50.289 | 0 | 0
0.51772 | 0.8745 | 0.5394 | 207 | 51.772 | 0 | 0
0.5329 | 0.8609 | 0.54121 | 207 | 53.29 | 0 | 0
0.54573 | 0.8317 | 0.54519 | 207 | 54.573 | 0 | 0
0.55512 | 0.8168 | 0.58174 | 207 | 55.512 | 0 | 0
0.55708 | 0.6357 | 0.607 | 207 | 55.708 | 0 | 0
0.54864 | 0.1519 | 0.59932 | 207 | 54.864 | 0 | 0
0.54087 | 0.0015 | 0.58971 | 207 | 54.087 | 0 | 0
0.54244 | 0 | 0.64246 | 207 | 54.244 | 0 | 0
0.52175 | 0 | 0.69658 | 207 | 52.175 | 0 | 0
0.48442 | 0 | 0.70548 | 207 | 48.442 | 0 | 0
0.44664 | 0 | 0.69197 | 207 | 44.664 | 0 | 0
0.41858 | 0 | 0.65874 | 207 | 41.858 | 0 | 0
0.40524 | 0 | 0.65765 | 207 | 40.524 | 0 | 0
0.39645 | 0 | 0.65135 | 207 | 39.645 | 0 | 0
0.39606 | 0 | 0.63381 | 207 | 39.606 | 0 | 0
0.40493 | 0 | 0.61153 | 207 | 40.493 | 0 | 0
0.4367 | 0.0001 | 0.62219 | 207 | 43.67 | 0 | 0
0.46837 | 0.0125 | 0.60159 | 207 | 46.837 | 0 | 0
0.47978 | 0.0893 | 0.53311 | 207 | 47.978 | 0 | 0
0.49373 | 0.1834 | 0.50269 | 207 | 49.373 | 0 | 0
0.51601 | 0.3033 | 0.49794 | 207 | 51.601 | 0 | 0
0.53749 | 0.3911 | 0.38339 | 207 | 53.749 | 0 | 0
0.55536 | 0.4561 | 0.36753 | 207 | 55.536 | 0 | 0
0.57032 | 0.5456 | 0.34697 | 207 | 57.032 | 0 | 0
0.58713 | 0.5511 | 0.34647 | 207 | 58.713 | 0 | 0
0.59732 | 0.4479 | 0.35578 | 207 | 59.732 | 0 | 0
0.60418 | 0.2916 | 0.35926 | 207 | 60.418 | 0 | 0
0.60537 | 0.1775 | 0.34147 | 207 | 60.537 | 0 | 0
0.59903 | 0.1638 | 0.36778 | 207 | 59.903 | 0 | 0
0.58334 | 0.1001 | 0.31978 | 207 | 58.334 | 0 | 0
0.58075 | 0.0079 | 0.32968 | 207 | 58.075 | 0 | 0
0.58082 | 0 | 0.31835 | 207 | 58.082 | 0 | 0
0.54829 | 0 | 0.35452 | 207 | 54.829 | 0 | 0
0.50353 | 0 | 0.36631 | 207 | 50.353 | 0 | 0
0.46243 | 0 | 0.38188 | 207 | 46.243 | 0 | 0
0.43585 | 0 | 0.34982 | 207 | 43.585 | 0 | 0
0.41934 | 0 | 0.36568 | 207 | 41.934 | 0 | 0
0.41026 | 0 | 0.37366 | 207 | 41.026 | 0 | 0
0.40845 | 0 | 0.28479 | 207 | 40.845 | 0 | 0
0.41935 | 0 | 0.28143 | 207 | 41.935 | 0 | 0
0.45303 | 0 | 0.2312 | 207 | 45.303 | 0 | 0
0.488 | 0.0083 | 0.20758 | 207 | 48.8 | 0 | 0
0.49359 | 0.0635 | 0.21954 | 207 | 49.359 | 0 | 0
0.5028 | 0.1837 | 0.23972 | 207 | 50.28 | 0 | 0
0.5191 | 0.3272 | 0.26343 | 207 | 51.91 | 0 | 0
0.53302 | 0.3773 | 0.30186 | 207 | 53.302 | 0 | 0
0.54247 | 0.3854 | 0.28378 | 207 | 54.247 | 0 | 0
0.55068 | 0.5155 | 0.30153 | 207 | 55.068 | 0 | 0
0.56087 | 0.5977 | 0.25713 | 207 | 56.087 | 0 | 0
0.56323 | 0.5144 | 0.24564 | 207 | 56.323 | 0 | 0
0.56641 | 0.4544 | 0.27547 | 207 | 56.641 | 0 | 0
0.56609 | 0.3365 | 0.31021 | 207 | 56.609 | 0 | 0
0.56204 | 0.1289 | 0.35566 | 207 | 56.204 | 0 | 0
0.55654 | 0.0676 | 0.39359 | 207 | 55.654 | 0 | 0
0.55889 | 0.0005 | 0.35708 | 207 | 55.889 | 0 | 0
0.55781 | 0 | 0.38285 | 207 | 55.781 | 0 | 0
0.52822 | 0 | 0.38134 | 207 | 52.822 | 0 | 0
0.48368 | 0 | 0.32507 | 207 | 48.368 | 0 | 0
0.44668 | 0 | 0.3343 | 207 | 44.668 | 0 | 0
0.4217 | 0 | 0.30258 | 207 | 42.17 | 0 | 0
0.40839 | 0 | 0.29456 | 207 | 40.839 | 0 | 0
0.40354 | 0 | 0.26041 | 207 | 40.354 | 0 | 0
0.40234 | 0 | 0.21005 | 207 | 40.234 | 0 | 0
0.4124 | 0 | 0.18144 | 207 | 41.24 | 0 | 0
0.43914 | 0 | 0.16234 | 207 | 43.914 | 0 | 0
0.47791 | 0.0023 | 0.16402 | 207 | 47.791 | 0 | 0
0.48215 | 0.0158 | 0.12118 | 207 | 48.215 | 0 | 0
0.49739 | 0.0176 | 0.14846 | 207 | 49.739 | 0 | 0
0.51075 | 0.0397 | 0.13985 | 207 | 51.075 | 0 | 0
0.51966 | 0.1189 | 0.17229 | 207 | 51.966 | 0 | 0
0.5235 | 0.2495 | 0.19365 | 207 | 52.35 | 0 | 0
0.52803 | 0.3539 | 0.18492 | 207 | 52.803 | 0 | 0
0.53278 | 0.4362 | 0.18307 | 207 | 53.278 | 0 | 0
0.53858 | 0.4044 | 0.16927 | 207 | 53.858 | 0 | 0
0.54418 | 0.2551 | 0.12836 | 207 | 54.418 | 0 | 0
0.54549 | 0.2897 | 0.10255 | 207 | 54.549 | 0 | 0
0.54488 | 0.3502 | 0.11996 | 207 | 54.488 | 0 | 0
0.53843 | 0.1598 | 0.10486 | 207 | 53.843 | 0 | 0
0.54165 | 0.0037 | 0.08942 | 207 | 54.165 | 0 | 0
0.53966 | 0 | 0.10662 | 207 | 53.966 | 0 | 0
0.51354 | 0 | 0.11678 | 207 | 51.354 | 0 | 0
0.47149 | 0 | 0.13461 | 207 | 47.149 | 0 | 0
0.43762 | 0 | 0.15727 | 207 | 43.762 | 0 | 0
0.41758 | 0 | 0.20607 | 207 | 41.758 | 0 | 0
0.40355 | 0 | 0.26309 | 207 | 40.355 | 0 | 0
0.39486 | 0 | 0.27899 | 207 | 39.486 | 0 | 0
0.39276 | 0 | 0.26439 | 207 | 39.276 | 0 | 0
0.40313 | 0 | 0.26129 | 207 | 40.313 | 0 | 0
0.43638 | 0 | 0.26225 | 207 | 43.638 | 0 | 0
0.47334 | 0.0663 | 0.27602 | 207 | 47.334 | 0 | 0
0.47676 | 0.4888 | 0.24211 | 207 | 47.676 | 0 | 0
0.48636 | 0.8124 | 0.15601 | 207 | 48.636 | 0 | 0
0.50418 | 0.873 | 0.12152 | 207 | 50.418 | 0 | 0
0.52041 | 0.888 | 0.13364 | 207 | 52.041 | 0 | 0
0.53599 | 0.8935 | 0.10402 | 207 | 53.599 | 0 | 0
0.55447 | 0.8932 | 0.15622 | 207 | 55.447 | 0 | 0
0.57721 | 0.8857 | 0.15886 | 207 | 57.721 | 0 | 0
0.59846 | 0.8787 | 0.18278 | 207 | 59.846 | 0 | 0
0.62016 | 0.8644 | 0.19612 | 207 | 62.016 | 0 | 0
0.63624 | 0.8388 | 0.21173 | 207 | 63.624 | 0 | 0
0.63829 | 0.702 | 0.22558 | 207 | 63.829 | 0 | 0
0.62394 | 0.2443 | 0.23246 | 207 | 62.394 | 0 | 0
0.60196 | 0.0039 | 0.22453 | 207 | 60.196 | 0 | 0
0.59617 | 0 | 0.29511 | 207 | 59.617 | 0 | 0
0.55995 | 0 | 0.29498 | 207 | 55.995 | 0 | 0
0.50912 | 0 | 0.32003 | 207 | 50.912 | 0 | 0
0.46592 | 0 | 0.29595 | 207 | 46.592 | 0 | 0
0.43404 | 0 | 0.29565 | 207 | 43.404 | 0 | 0
0.41259 | 0 | 0.2753 | 207 | 41.259 | 0 | 0
0.40336 | 0 | 0.29473 | 207 | 40.336 | 0 | 0
0.39649 | 0 | 0.31433 | 207 | 39.649 | 0 | 0
0.407 | 0 | 0.27841 | 207 | 40.7 | 0 | 0
0.43654 | 0.0001 | 0.36413 | 207 | 43.654 | 0 | 0
0.46774 | 0.0568 | 0.334 | 207 | 46.774 | 0 | 0
0.47589 | 0.464 | 0.28051 | 207 | 47.589 | 0 | 0
0.49122 | 0.7888 | 0.28432 | 207 | 49.122 | 0 | 0
0.51158 | 0.82 | 0.28617 | 207 | 51.158 | 0 | 0
0.5301 | 0.8232 | 0.28336 | 207 | 53.01 | 0 | 0
0.55061 | 0.8359 | 0.28432 | 207 | 55.061 | 0 | 0
0.57225 | 0.8606 | 0.29087 | 207 | 57.225 | 0 | 0
0.59417 | 0.8654 | 0.28038 | 207 | 59.417 | 0 | 0
0.61309 | 0.8487 | 0.2855 | 207 | 61.309 | 0 | 0
0.63032 | 0.7911 | 0.30337 | 207 | 63.032 | 0 | 0
0.63796 | 0.7154 | 0.34559 | 207 | 63.796 | 0 | 0
0.63163 | 0.5053 | 0.41365 | 207 | 63.163 | 0 | 0
0.60957 | 0.1908 | 0.46471 | 207 | 60.957 | 0 | 0
0.58297 | 0.0038 | 0.47667 | 207 | 58.297 | 0 | 0
0.57566 | 0 | 0.57276 | 207 | 57.566 | 0 | 0
0.54633 | 0 | 0.64082 | 207 | 54.633 | 0 | 0
0.51007 | 0 | 0.65282 | 207 | 51.007 | 0 | 0
0.47136 | 0 | 0.64988 | 207 | 47.136 | 0 | 0
0.43685 | 0 | 0.58048 | 207 | 43.685 | 0 | 0
0.41717 | 0 | 0.55228 | 207 | 41.717 | 0 | 0
0.40342 | 0 | 0.44692 | 207 | 40.342 | 0 | 0
0.3958 | 0 | 0.43983 | 207 | 39.58 | 0 | 0
0.39898 | 0 | 0.52853 | 207 | 39.898 | 0 | 0
0.40875 | 0.0001 | 0.59084 | 207 | 40.875 | 0 | 0
0.41548 | 0.0539 | 0.56668 | 207 | 41.548 | 0 | 0
0.44119 | 0.3846 | 0.59147 | 207 | 44.119 | 0 | 0
0.47136 | 0.5307 | 0.58921 | 207 | 47.136 | 0 | 0
0.50105 | 0.647 | 0.59873 | 207 | 50.105 | 0 | 0
0.52287 | 0.7971 | 0.55274 | 207 | 52.287 | 0 | 0
0.54319 | 0.8435 | 0.50726 | 207 | 54.319 | 0 | 0
0.56187 | 0.8363 | 0.44428 | 207 | 56.187 | 0 | 0
0.57803 | 0.8397 | 0.39061 | 207 | 57.803 | 0 | 0
0.59881 | 0.846 | 0.31026 | 207 | 59.881 | 0 | 0
0.61649 | 0.8086 | 0.32402 | 207 | 61.649 | 0 | 0
0.6313 | 0.7638 | 0.30501 | 207 | 63.13 | 0 | 0
0.62689 | 0.5859 | 0.34945 | 207 | 62.689 | 0 | 0
0.60677 | 0.2151 | 0.40206 | 207 | 60.677 | 0 | 0
0.58428 | 0.0039 | 0.44352 | 207 | 58.428 | 0 | 0
0.57582 | 0 | 0.53693 | 207 | 57.582 | 0 | 0
0.54848 | 0 | 0.54813 | 207 | 54.848 | 0 | 0
0.51314 | 0 | 0.50164 | 207 | 51.314 | 0 | 0
0.47715 | 0 | 0.47856 | 207 | 47.715 | 0 | 0
0.44777 | 0 | 0.53139 | 207 | 44.777 | 0 | 0
0.42633 | 0 | 0.548 | 207 | 42.633 | 0 | 0
0.41032 | 0 | 0.5026 | 207 | 41.032 | 0 | 0
0.40291 | 0 | 0.52971 | 207 | 40.291 | 0 | 0
0.39809 | 0 | 0.48695 | 207 | 39.809 | 0 | 0
0.39845 | 0.0001 | 0.36451 | 207 | 39.845 | 0 | 0
0.40391 | 0.0451 | 0.35247 | 207 | 40.391 | 0 | 0
0.42134 | 0.359 | 0.34613 | 207 | 42.134 | 0 | 0
0.45244 | 0.6648 | 0.32998 | 207 | 45.244 | 0 | 0
0.48465 | 0.7926 | 0.4097 | 207 | 48.465 | 0 | 0
0.51217 | 0.8304 | 0.46152 | 207 | 51.217 | 0 | 0
0.53847 | 0.8339 | 0.50407 | 207 | 53.847 | 0 | 0
0.56849 | 0.8257 | 0.52304 | 207 | 56.849 | 0 | 0
0.5926 | 0.7279 | 0.57691 | 207 | 59.26 | 0 | 0
0.61597 | 0.5409 | 0.63499 | 207 | 61.597 | 0 | 0
0.63553 | 0.4821 | 0.69721 | 207 | 63.553 | 0 | 0
0.64259 | 0.3918 | 0.70678 | 207 | 64.259 | 0 | 0
0.64464 | 0.2531 | 0.72759 | 207 | 64.464 | 0 | 0
0.62764 | 0.1031 | 0.73397 | 207 | 62.764 | 0 | 0
0.60681 | 0.0019 | 0.70577 | 207 | 60.681 | 0 | 0
0.6012 | 0 | 0.70892 | 207 | 60.12 | 0 | 0
0.56967 | 0 | 0.7205 | 207 | 56.967 | 0 | 0
0.52534 | 0 | 0.71769 | 207 | 52.534 | 0 | 0
0.48281 | 0 | 0.70619 | 207 | 48.281 | 0 | 0
0.45068 | 0 | 0.6623 | 207 | 45.068 | 0 | 0
0.43111 | 0 | 0.62869 | 207 | 43.111 | 0 | 0
0.42234 | 0 | 0.62106 | 207 | 42.234 | 0 | 0
0.42041 | 0 | 0.62227 | 207 | 42.041 | 0 | 0
0.43431 | 0 | 0.60297 | 207 | 43.431 | 0 | 0
0.47131 | 0.0001 | 0.5749 | 207 | 47.131 | 0 | 0
0.50887 | 0.0407 | 0.5736 | 207 | 50.887 | 0 | 0
0.51645 | 0.3448 | 0.53936 | 207 | 51.645 | 0 | 0
0.53255 | 0.6179 | 0.53185 | 207 | 53.255 | 0 | 0
0.55323 | 0.6768 | 0.51901 | 207 | 55.323 | 0 | 0
0.57595 | 0.7096 | 0.45615 | 207 | 57.595 | 0 | 0
0.59406 | 0.7222 | 0.40911 | 207 | 59.406 | 0 | 0
0.61189 | 0.6925 | 0.35159 | 207 | 61.189 | 0 | 0
0.63366 | 0.6662 | 0.3651 | 207 | 63.366 | 0 | 0
0.64522 | 0.472 | 0.38725 | 207 | 64.522 | 0 | 0
0.65852 | 0.3449 | 0.39888 | 207 | 65.852 | 0 | 0
0.66431 | 0.304 | 0.41436 | 207 | 66.431 | 0 | 0
0.66074 | 0.2348 | 0.41478 | 207 | 66.074 | 0 | 0
0.64289 | 0.0894 | 0.40731 | 207 | 64.289 | 0 | 0
0.63701 | 0.0038 | 0.3823 | 207 | 63.701 | 0 | 0
0.63446 | 0 | 0.36313 | 207 | 63.446 | 0 | 0
0.59915 | 0 | 0.33698 | 207 | 59.915 | 0 | 0
0.55549 | 0 | 0.29708 | 207 | 55.549 | 0 | 0
0.51432 | 0 | 0.28512 | 207 | 51.432 | 0 | 0
0.48675 | 0 | 0.28541 | 207 | 48.675 | 0 | 0
0.46992 | 0 | 0.29372 | 207 | 46.992 | 0 | 0
0.46246 | 0 | 0.31529 | 207 | 46.246 | 0 | 0
0.45827 | 0 | 0.33115 | 207 | 45.827 | 0 | 0
0.46895 | 0 | 0.35146 | 207 | 46.895 | 0 | 0
0.50379 | 0 | 0.33942 | 207 | 50.379 | 0 | 0
0.53957 | 0.0118 | 0.32935 | 207 | 53.957 | 0 | 0
0.54986 | 0.1133 | 0.35448 | 207 | 54.986 | 0 | 0
0.56278 | 0.2649 | 0.37689 | 207 | 56.278 | 0 | 0
0.57821 | 0.4341 | 0.38855 | 207 | 57.821 | 0 | 0
0.59815 | 0.5508 | 0.39846 | 207 | 59.815 | 0 | 0
0.61322 | 0.6276 | 0.43307 | 207 | 61.322 | 0 | 0
0.63503 | 0.5897 | 0.47671 | 207 | 63.503 | 0 | 0
0.64945 | 0.4761 | 0.4564 | 207 | 64.945 | 0 | 0
0.65006 | 0.4491 | 0.42602 | 207 | 65.006 | 0 | 0
0.65337 | 0.6008 | 0.42548 | 207 | 65.337 | 0 | 0
0.65034 | 0.6252 | 0.42846 | 207 | 65.034 | 0 | 0
0.6399 | 0.5414 | 0.44025 | 207 | 63.99 | 0 | 0
0.62905 | 0.2195 | 0.46551 | 207 | 62.905 | 0 | 0
0.63053 | 0.0052 | 0.43521 | 207 | 63.053 | 0 | 0
0.62688 | 0 | 0.4066 | 207 | 62.688 | 0 | 0
0.59832 | 0 | 0.43744 | 207 | 59.832 | 0 | 0
0.5558 | 0 | 0.43618 | 207 | 55.58 | 0 | 0
0.51844 | 0 | 0.46635 | 207 | 51.844 | 0 | 0
0.49206 | 0 | 0.45976 | 207 | 49.206 | 0 | 0
0.47222 | 0 | 0.44797 | 207 | 47.222 | 0 | 0
0.46275 | 0 | 0.43018 | 207 | 46.275 | 0 | 0
0.46014 | 0 | 0.39296 | 207 | 46.014 | 0 | 0
0.47024 | 0 | 0.37366 | 207 | 47.024 | 0 | 0
0.50139 | 0 | 0.34613 | 207 | 50.139 | 0 | 0
0.53715 | 0.0458 | 0.31714 | 207 | 53.715 | 0 | 0
0.54404 | 0.3169 | 0.25936 | 207 | 54.404 | 0 | 0
0.55887 | 0.5655 | 0.25004 | 207 | 55.887 | 0 | 0
0.58537 | 0.6969 | 0.28537 | 207 | 58.537 | 0 | 0
0.60764 | 0.7307 | 0.29397 | 207 | 60.764 | 0 | 0
0.62564 | 0.7419 | 0.2782 | 207 | 62.564 | 0 | 0
0.64438 | 0.7261 | 0.27786 | 207 | 64.438 | 0 | 0
0.65756 | 0.6876 | 0.30207 | 207 | 65.756 | 0 | 0
0.66181 | 0.6728 | 0.32389 | 207 | 66.181 | 0 | 0
0.66201 | 0.6854 | 0.3481 | 207 | 66.201 | 0 | 0
0.65709 | 0.5926 | 0.40626 | 207 | 65.709 | 0 | 0
0.65263 | 0.2997 | 0.4478 | 207 | 65.263 | 0 | 0
0.64259 | 0.1364 | 0.45498 | 207 | 64.259 | 0 | 0
0.63617 | 0.0038 | 0.43798 | 207 | 63.617 | 0 | 0
0.62627 | 0 | 0.51561 | 207 | 62.627 | 0 | 0
0.59579 | 0 | 0.51918 | 207 | 59.579 | 0 | 0
0.54793 | 0 | 0.5394 | 207 | 54.793 | 0 | 0
0.50579 | 0 | 0.54016 | 207 | 50.579 | 0 | 0
0.47736 | 0 | 0.59194 | 207 | 47.736 | 0 | 0
0.45996 | 0 | 0.61774 | 207 | 45.996 | 0 | 0
0.44722 | 0 | 0.58896 | 207 | 44.722 | 0 | 0
0.43991 | 0 | 0.56793 | 207 | 43.991 | 0 | 0
0.44837 | 0 | 0.51221 | 207 | 44.837 | 0 | 0
0.48003 | 0 | 0.49404 | 207 | 48.003 | 0 | 0
0.51492 | 0.0423 | 0.4614 | 207 | 51.492 | 0 | 0
0.51436 | 0.3173 | 0.34911 | 207 | 51.436 | 0 | 0
0.52277 | 0.5276 | 0.38809 | 207 | 52.277 | 0 | 0
0.54143 | 0.5794 | 0.4499 | 207 | 54.143 | 0 | 0
0.56003 | 0.5423 | 0.37202 | 207 | 56.003 | 0 | 0
0.58093 | 0.542 | 0.33996 | 207 | 58.093 | 0 | 0
0.59935 | 0.5918 | 0.28776 | 207 | 59.935 | 0 | 0
0.61711 | 0.611 | 0.27837 | 207 | 61.711 | 0 | 0
0.62532 | 0.5921 | 0.2993 | 207 | 62.532 | 0 | 0
0.62866 | 0.4188 | 0.35037 | 207 | 62.866 | 0 | 0
0.62045 | 0.3227 | 0.28458 | 207 | 62.045 | 0 | 0
0.60414 | 0.1946 | 0.26569 | 207 | 60.414 | 0 | 0
0.5871 | 0.0829 | 0.24291 | 207 | 58.71 | 0 | 0
0.57735 | 0.0035 | 0.22189 | 207 | 57.735 | 0 | 0
0.57202 | 0 | 0.23452 | 207 | 57.202 | 0 | 0
0.54302 | 0 | 0.24303 | 207 | 54.302 | 0 | 0
0.50143 | 0 | 0.2255 | 207 | 50.143 | 0 | 0
0.46301 | 0 | 0.25491 | 207 | 46.301 | 0 | 0
0.43643 | 0 | 0.29263 | 207 | 43.643 | 0 | 0
0.42349 | 0 | 0.26762 | 207 | 42.349 | 0 | 0
0.41494 | 0 | 0.28239 | 207 | 41.494 | 0 | 0
0.41519 | 0 | 0.28504 | 207 | 41.519 | 0 | 0
0.42713 | 0 | 0.27702 | 207 | 42.713 | 0 | 0
0.45843 | 0 | 0.27602 | 207 | 45.843 | 0 | 0
0.49634 | 0.0109 | 0.24396 | 207 | 49.634 | 0 | 0
0.5032 | 0.0645 | 0.16478 | 207 | 50.32 | 0 | 0
0.5144 | 0.1429 | 0.10624 | 207 | 51.44 | 0 | 0
0.52817 | 0.3021 | 0.1203 | 207 | 52.817 | 0 | 0
0.53903 | 0.4446 | 0.18102 | 207 | 53.903 | 0 | 0
0.54964 | 0.5084 | 0.21144 | 207 | 54.964 | 0 | 0
0.56262 | 0.5561 | 0.197 | 207 | 56.262 | 0 | 0
0.57425 | 0.485 | 0.20586 | 207 | 57.425 | 0 | 0
0.57814 | 0.5439 | 0.21467 | 207 | 57.814 | 0 | 0
0.58564 | 0.5208 | 0.20896 | 207 | 58.564 | 0 | 0
0.58584 | 0.3943 | 0.24631 | 207 | 58.584 | 0 | 0
0.57465 | 0.1723 | 0.20103 | 207 | 57.465 | 0 | 0
0.56352 | 0.1634 | 0.24522 | 207 | 56.352 | 0 | 0
0.55575 | 0.008 | 0.26313 | 207 | 55.575 | 0 | 0
0.54963 | 0 | 0.26498 | 207 | 54.963 | 0 | 0
0.53132 | 0 | 0.29364 | 207 | 53.132 | 0 | 0
0.49982 | 0 | 0.24324 | 207 | 49.982 | 0 | 0
0.46652 | 0 | 0.19541 | 207 | 46.652 | 0 | 0
0.43999 | 0 | 0.19789 | 207 | 43.999 | 0 | 0
0.42165 | 0 | 0.1626 | 207 | 42.165 | 0 | 0
0.403 | 0 | 0.13771 | 207 | 40.3 | 0 | 0
0.39378 | 0 | 0.12521 | 207 | 39.378 | 0 | 0
0.3957 | 0 | 0.09001 | 207 | 39.57 | 0 | 0
0.40327 | 0.0001 | 0.07834 | 207 | 40.327 | 0 | 0
0.41187 | 0.0263 | 0.0791 | 207 | 41.187 | 0 | 0
0.43619 | 0.2031 | 0.07599 | 207 | 43.619 | 0 | 0
0.46696 | 0.3885 | 0.05782 | 207 | 46.696 | 0 | 0
0.49181 | 0.536 | 0.05543 | 207 | 49.181 | 0 | 0
0.51589 | 0.6197 | 0.03831 | 207 | 51.589 | 0 | 0
0.5389 | 0.6798 | 0.03315 | 207 | 53.89 | 0 | 0
0.55956 | 0.6925 | 0.03462 | 207 | 55.956 | 0 | 0
0.57984 | 0.6934 | 0.04376 | 207 | 57.984 | 0 | 0
0.59755 | 0.7528 | 0.0595 | 207 | 59.755 | 0 | 0
0.61271 | 0.5458 | 0.09009 | 207 | 61.271 | 0 | 0
0.61888 | 0.4029 | 0.12315 | 207 | 61.888 | 0 | 0
0.61527 | 0.3833 | 0.15987 | 207 | 61.527 | 0 | 0
0.59802 | 0.2025 | 0.2007 | 207 | 59.802 | 0 | 0
0.5725 | 0.0087 | 0.20829 | 207 | 57.25 | 0 | 0
0.56712 | 0 | 0.24199 | 207 | 56.712 | 0 | 0
0.53986 | 0 | 0.30149 | 207 | 53.986 | 0 | 0
0.5073 | 0 | 0.29586 | 207 | 50.73 | 0 | 0
0.4697 | 0 | 0.33589 | 207 | 46.97 | 0 | 0
0.44087 | 0 | 0.36182 | 207 | 44.087 | 0 | 0
0.41892 | 0 | 0.32729 | 207 | 41.892 | 0 | 0
0.4061 | 0 | 0.27035 | 207 | 40.61 | 0 | 0
0.39629 | 0 | 0.27618 | 207 | 39.629 | 0 | 0
0.3929 | 0 | 0.26951 | 207 | 39.29 | 0 | 0
0.39609 | 0.0003 | 0.29079 | 207 | 39.609 | 0 | 0
0.39857 | 0.0504 | 0.30845 | 207 | 39.857 | 0 | 0
0.42004 | 0.29 | 0.25537 | 207 | 42.004 | 0 | 0
0.45442 | 0.4715 | 0.23477 | 207 | 45.442 | 0 | 0
0.4898 | 0.6619 | 0.25986 | 207 | 48.98 | 0 | 0
0.52461 | 0.7857 | 0.32591 | 207 | 52.461 | 0 | 0
0.55877 | 0.7357 | 0.33887 | 207 | 55.877 | 0 | 0
0.58434 | 0.5485 | 0.32775 | 207 | 58.434 | 0 | 0
0.6138 | 0.5085 | 0.34521 | 207 | 61.38 | 0 | 0
0.63825 | 0.2768 | 0.40064 | 207 | 63.825 | 0 | 0
0.65474 | 0.2483 | 0.41172 | 207 | 65.474 | 0 | 0
0.6662 | 0.1795 | 0.46509 | 207 | 66.62 | 0 | 0
0.66557 | 0.0988 | 0.5081 | 207 | 66.557 | 0 | 0
0.64687 | 0.0253 | 0.50252 | 207 | 64.687 | 0 | 0
0.62457 | 0.0016 | 0.48653 | 207 | 62.457 | 0 | 0
0.61787 | 0 | 0.54305 | 207 | 61.787 | 0 | 0
0.58416 | 0 | 0.53038 | 207 | 58.416 | 0 | 0
0.53474 | 0 | 0.46165 | 207 | 53.474 | 0 | 0
0.48722 | 0 | 0.47797 | 207 | 48.722 | 0 | 0
0.45364 | 0 | 0.45775 | 207 | 45.364 | 0 | 0
0.43424 | 0 | 0.44478 | 207 | 43.424 | 0 | 0
0.42554 | 0 | 0.38839 | 207 | 42.554 | 0 | 0
0.42095 | 0 | 0.41927 | 207 | 42.095 | 0 | 0
0.43293 | 0 | 0.43383 | 207 | 43.293 | 0 | 0
0.46802 | 0.0003 | 0.43035 | 207 | 46.802 | 0 | 0
0.50248 | 0.0296 | 0.38943 | 207 | 50.248 | 0 | 0
0.51101 | 0.2746 | 0.36006 | 207 | 51.101 | 0 | 0
0.53101 | 0.6618 | 0.29947 | 207 | 53.101 | 0 | 0
0.55504 | 0.7587 | 0.29389 | 207 | 55.504 | 0 | 0
0.57717 | 0.7693 | 0.25562 | 207 | 57.717 | 0 | 0
0.59616 | 0.7674 | 0.29758 | 207 | 59.616 | 0 | 0
0.61451 | 0.7732 | 0.35834 | 207 | 61.451 | 0 | 0
0.63655 | 0.7706 | 0.38343 | 207 | 63.655 | 0 | 0
0.64555 | 0.7544 | 0.42833 | 207 | 64.555 | 0 | 0
0.65736 | 0.4573 | 0.47268 | 207 | 65.736 | 0 | 0
0.65796 | 0.2701 | 0.50348 | 207 | 65.796 | 0 | 0
0.6508 | 0.1825 | 0.53739 | 207 | 65.08 | 0 | 0
0.63597 | 0.0705 | 0.54574 | 207 | 63.597 | 0 | 0
0.62968 | 0.001 | 0.53961 | 207 | 62.968 | 0 | 0
0.6278 | 0 | 0.52513 | 207 | 62.78 | 0 | 0
0.59664 | 0 | 0.57393 | 207 | 59.664 | 0 | 0
0.54538 | 0 | 0.60167 | 207 | 54.538 | 0 | 0
0.50162 | 0 | 0.61073 | 207 | 50.162 | 0 | 0
0.47025 | 0 | 0.56785 | 207 | 47.025 | 0 | 0
0.44971 | 0 | 0.53092 | 207 | 44.971 | 0 | 0
0.43871 | 0 | 0.48024 | 207 | 43.871 | 0 | 0
0.43725 | 0 | 0.44801 | 207 | 43.725 | 0 | 0
0.44959 | 0 | 0.42829 | 207 | 44.959 | 0 | 0
0.48289 | 0.0001 | 0.40744 | 207 | 48.289 | 0 | 0
0.5178 | 0.0196 | 0.32729 | 207 | 51.78 | 0 | 0
0.52649 | 0.1561 | 0.29158 | 207 | 52.649 | 0 | 0
0.54506 | 0.3972 | 0.28017 | 207 | 54.506 | 0 | 0
0.57024 | 0.6428 | 0.32322 | 207 | 57.024 | 0 | 0
0.59159 | 0.6715 | 0.38142 | 207 | 59.159 | 0 | 0
0.61105 | 0.6712 | 0.43223 | 207 | 61.105 | 0 | 0
0.62615 | 0.6518 | 0.49207 | 207 | 62.615 | 0 | 0
0.64375 | 0.4507 | 0.50785 | 207 | 64.375 | 0 | 0
0.65608 | 0.4439 | 0.51007 | 207 | 65.608 | 0 | 0
0.66655 | 0.2963 | 0.51997 | 207 | 66.655 | 0 | 0
0.67331 | 0.1569 | 0.54905 | 207 | 67.331 | 0 | 0
0.66651 | 0.1004 | 0.56177 | 207 | 66.651 | 0 | 0
0.64379 | 0.0522 | 0.47205 | 207 | 64.379 | 0 | 0
0.62249 | 0.0067 | 0.43878 | 207 | 62.249 | 0 | 0
0.61711 | 0 | 0.50063 | 207 | 61.711 | 0 | 0
0.58341 | 0 | 0.5436 | 207 | 58.341 | 0 | 0
0.53511 | 0 | 0.53181 | 207 | 53.511 | 0 | 0
0.49355 | 0 | 0.57824 | 207 | 49.355 | 0 | 0
0.46782 | 0 | 0.5427 | 207 | 46.782 | 0 | 0
0.45211 | 0 | 0.51154 | 207 | 45.211 | 0 | 0
0.44125 | 0 | 0.46912 | 207 | 44.125 | 0 | 0
0.43548 | 0 | 0.47219 | 207 | 43.548 | 0 | 0
0.44166 | 0 | 0.38703 | 207 | 44.166 | 0 | 0
0.47516 | 0 | 0.39626 | 207 | 47.516 | 0 | 0
0.51291 | 0.0479 | 0.34114 | 207 | 51.291 | 0 | 0
0.52104 | 0.3976 | 0.309 | 207 | 52.104 | 0 | 0
0.5351 | 0.6032 | 0.30745 | 207 | 53.51 | 0 | 0
0.55221 | 0.6227 | 0.31026 | 207 | 55.221 | 0 | 0
0.56455 | 0.6576 | 0.2905 | 207 | 56.455 | 0 | 0
0.57796 | 0.646 | 0.31282 | 207 | 57.796 | 0 | 0
0.58357 | 0.5569 | 0.27016 | 207 | 58.357 | 0 | 0
0.58604 | 0.7023 | 0.22812 | 207 | 58.604 | 0 | 0
0.59049 | 0.7561 | 0.19427 | 207 | 59.049 | 0 | 0
0.59677 | 0.7566 | 0.20627 | 207 | 59.677 | 0 | 0
0.60623 | 0.7413 | 0.23106 | 207 | 60.623 | 0 | 0
0.61196 | 0.6589 | 0.25321 | 207 | 61.196 | 0 | 0
0.60485 | 0.2811 | 0.2686 | 207 | 60.485 | 0 | 0
0.5994 | 0.0068 | 0.31475 | 207 | 59.94 | 0 | 0
0.60162 | 0 | 0.39382 | 207 | 60.162 | 0 | 0
0.57431 | 0 | 0.44588 | 207 | 57.431 | 0 | 0
0.53406 | 0 | 0.46715 | 207 | 53.406 | 0 | 0
0.49286 | 0 | 0.45394 | 207 | 49.286 | 0 | 0
0.46951 | 0 | 0.49656 | 207 | 46.951 | 0 | 0
0.45617 | 0 | 0.49891 | 207 | 45.617 | 0 | 0
0.44604 | 0 | 0.45335 | 207 | 44.604 | 0 | 0
0.44374 | 0 | 0.42843 | 207 | 44.374 | 0 | 0
0.45461 | 0 | 0.37797 | 207 | 45.461 | 0 | 0
0.48839 | 0.0001 | 0.35964 | 207 | 48.839 | 0 | 0
0.52517 | 0.0742 | 0.3262 | 207 | 52.517 | 0 | 0
0.53214 | 0.4211 | 0.3416 | 207 | 53.214 | 0 | 0
0.54903 | 0.563 | 0.36828 | 207 | 54.903 | 0 | 0
0.5669 | 0.6796 | 0.36538 | 207 | 56.69 | 0 | 0
0.5915 | 0.6522 | 0.37868 | 207 | 59.15 | 0 | 0
0.613 | 0.3464 | 0.39588 | 207 | 61.3 | 0 | 0
0.63612 | 0.3292 | 0.41484 | 207 | 63.612 | 0 | 0
0.65589 | 0.6933 | 0.43141 | 207 | 65.589 | 0 | 0
0.66066 | 0.7218 | 0.45675 | 207 | 66.066 | 0 | 0
0.65984 | 0.6662 | 0.47143 | 207 | 65.984 | 0 | 0
0.65206 | 0.5574 | 0.47995 | 207 | 65.206 | 0 | 0
0.63344 | 0.4986 | 0.50289 | 207 | 63.344 | 0 | 0
0.61192 | 0.2133 | 0.51288 | 207 | 61.192 | 0 | 0
0.59833 | 0.0064 | 0.44614 | 207 | 59.833 | 0 | 0
0.58408 | 0 | 0.4453 | 207 | 58.408 | 0 | 0
0.54311 | 0 | 0.41425 | 207 | 54.311 | 0 | 0
0.49692 | 0 | 0.4505 | 207 | 49.692 | 0 | 0
0.45022 | 0 | 0.43723 | 207 | 45.022 | 0 | 0
0.42471 | 0 | 0.44797 | 207 | 42.471 | 0 | 0
0.41122 | 0 | 0.42649 | 207 | 41.122 | 0 | 0
0.40144 | 0 | 0.44696 | 207 | 40.144 | 0 | 0
0.399 | 0 | 0.45116 | 207 | 39.9 | 0 | 0
0.40854 | 0 | 0.48447 | 207 | 40.854 | 0 | 0
0.43607 | 0.0001 | 0.47059 | 207 | 43.607 | 0 | 0
0.47465 | 0.0095 | 0.46538 | 207 | 47.465 | 0 | 0
0.48066 | 0.0382 | 0.4118 | 207 | 48.066 | 0 | 0
0.49095 | 0.0978 | 0.41524 | 207 | 49.095 | 0 | 0
0.50446 | 0.1147 | 0.38045 | 207 | 50.446 | 0 | 0
0.5067 | 0.1369 | 0.3304 | 207 | 50.67 | 0 | 0
0.50824 | 0.2097 | 0.21433 | 207 | 50.824 | 0 | 0
0.50854 | 0.2107 | 0.13981 | 207 | 50.854 | 0 | 0
0.51056 | 0.2103 | 0.13138 | 207 | 51.056 | 0 | 0
0.51055 | 0.2173 | 0.18236 | 207 | 51.055 | 0 | 0
0.51191 | 0.1542 | 0.18886 | 207 | 51.191 | 0 | 0
0.51337 | 0.0714 | 0.21341 | 207 | 51.337 | 0 | 0
0.51472 | 0.0259 | 0.18614 | 207 | 51.472 | 0 | 0
0.50662 | 0.0093 | 0.18341 | 207 | 50.662 | 0 | 0
0.50481 | 0.0003 | 0.14384 | 207 | 50.481 | 0 | 0
0.50985 | 0 | 0.12441 | 207 | 50.985 | 0 | 0
0.49103 | 0 | 0.10314 | 207 | 49.103 | 0 | 0
0.46666 | 0 | 0.07049 | 207 | 46.666 | 0 | 0
0.43866 | 0 | 0.05165 | 207 | 43.866 | 0 | 0
0.41647 | 0 | 0.04779 | 207 | 41.647 | 0 | 0
0.40287 | 0 | 0.03344 | 207 | 40.287 | 0 | 0
0.39531 | 0 | 0.06999 | 207 | 39.531 | 0 | 0
0.39141 | 0 | 0.08014 | 207 | 39.141 | 0 | 0
0.3918 | 0 | 0.08518 | 207 | 39.18 | 0 | 0
0.40363 | 0 | 0.11497 | 207 | 40.363 | 0 | 0
0.41678 | 0.0341 | 0.09177 | 207 | 41.678 | 0 | 0
0.43514 | 0.1364 | 0.10402 | 207 | 43.514 | 0 | 0
0.45815 | 0.2278 | 0.08833 | 207 | 45.815 | 0 | 0
0.47701 | 0.279 | 0.10742 | 207 | 47.701 | 0 | 0
0.48726 | 0.3655 | 0.08933 | 207 | 48.726 | 0 | 0
0.49205 | 0.5074 | 0.06466 | 207 | 49.205 | 0 | 0
0.48909 | 0.7052 | 0.05312 | 207 | 48.909 | 0 | 0
0.48297 | 0.7417 | 0.04842 | 207 | 48.297 | 0 | 0
0.47788 | 0.7137 | 0.04783 | 207 | 47.788 | 0 | 0
0.47676 | 0.6847 | 0.03881 | 207 | 47.676 | 0 | 0
0.47701 | 0.678 | 0.03877 | 207 | 47.701 | 0 | 0
0.47846 | 0.5842 | 0.0261 | 207 | 47.846 | 0 | 0
0.47445 | 0.2711 | 0.02669 | 207 | 47.445 | 0 | 0
0.48008 | 0.0118 | 0.02064 | 207 | 48.008 | 0 | 0
0.48834 | 0 | 0.03709 | 207 | 48.834 | 0 | 0
0.47593 | 0 | 0.06412 | 207 | 47.593 | 0 | 0
0.45451 | 0 | 0.07884 | 207 | 45.451 | 0 | 0
0.43156 | 0 | 0.08755 | 207 | 43.156 | 0 | 0
0.40926 | 0 | 0.09103 | 207 | 40.926 | 0 | 0
0.39445 | 0 | 0.09502 | 207 | 39.445 | 0 | 0
0.38616 | 0 | 0.08768 | 207 | 38.616 | 0 | 0
0.38019 | 0 | 0.10785 | 207 | 38.019 | 0 | 0
0.37958 | 0 | 0.13076 | 207 | 37.958 | 0 | 0
0.38602 | 0.0004 | 0.14875 | 207 | 38.602 | 0 | 0
0.38877 | 0.0803 | 0.13575 | 207 | 38.877 | 0 | 0
0.40672 | 0.429 | 0.1105 | 207 | 40.672 | 0 | 0
0.43308 | 0.4935 | 0.04438 | 207 | 43.308 | 0 | 0
0.45189 | 0.5146 | 0.03423 | 207 | 45.189 | 0 | 0
0.46483 | 0.6594 | 0.01963 | 207 | 46.483 | 0 | 0
0.47661 | 0.7349 | 0.01296 | 207 | 47.661 | 0 | 0
0.48835 | 0.7242 | 0.01275 | 207 | 48.835 | 0 | 0
0.49818 | 0.6237 | 0.01812 | 207 | 49.818 | 0 | 0
0.51672 | 0.4653 | 0.01867 | 207 | 51.672 | 0 | 0
0.53287 | 0.3966 | 0.01594 | 207 | 53.287 | 0 | 0
0.54695 | 0.3601 | 0.01808 | 207 | 54.695 | 0 | 0
0.5538 | 0.2988 | 0.0245 | 207 | 55.38 | 0 | 0
0.55129 | 0.0998 | 0.03184 | 207 | 55.129 | 0 | 0
0.54256 | 0.0076 | 0.04648 | 207 | 54.256 | 0 | 0
0.54025 | 0 | 0.08679 | 207 | 54.025 | 0 | 0
0.52014 | 0 | 0.15576 | 207 | 52.014 | 0 | 0
0.47912 | 0 | 0.21575 | 207 | 47.912 | 0 | 0
0.44161 | 0 | 0.26873 | 207 | 44.161 | 0 | 0
0.41256 | 0 | 0.3098 | 207 | 41.256 | 0 | 0
0.39719 | 0 | 0.30116 | 207 | 39.719 | 0 | 0
0.38748 | 0 | 0.29906 | 207 | 38.748 | 0 | 0
0.38614 | 0 | 0.27544 | 207 | 38.614 | 0 | 0
0.39754 | 0 | 0.2436 | 207 | 39.754 | 0 | 0
0.42935 | 0.0008 | 0.29797 | 207 | 42.935 | 0 | 0
0.4655 | 0.0567 | 0.30552 | 207 | 46.55 | 0 | 0
0.47461 | 0.2456 | 0.25942 | 207 | 47.461 | 0 | 0
0.4899 | 0.4674 | 0.15324 | 207 | 48.99 | 0 | 0
0.51474 | 0.5805 | 0.1342 | 207 | 51.474 | 0 | 0
0.5345 | 0.5321 | 0.10513 | 207 | 53.45 | 0 | 0
0.55323 | 0.5502 | 0.08365 | 207 | 55.323 | 0 | 0
0.57543 | 0.4426 | 0.08465 | 207 | 57.543 | 0 | 0
0.59306 | 0.4167 | 0.10026 | 207 | 59.306 | 0 | 0
0.61207 | 0.34 | 0.13499 | 207 | 61.207 | 0 | 0
0.63436 | 0.2772 | 0.17434 | 207 | 63.436 | 0 | 0
0.64709 | 0.3143 | 0.22359 | 207 | 64.709 | 0 | 0
0.64575 | 0.293 | 0.2634 | 207 | 64.575 | 0 | 0
0.63341 | 0.1339 | 0.31991 | 207 | 63.341 | 0 | 0
0.6127 | 0.0091 | 0.33065 | 207 | 61.27 | 0 | 0
0.60469 | 0 | 0.33312 | 207 | 60.469 | 0 | 0
0.56623 | 0 | 0.3421 | 207 | 56.623 | 0 | 0
0.5129 | 0 | 0.31014 | 207 | 51.29 | 0 | 0
0.46903 | 0 | 0.26516 | 207 | 46.903 | 0 | 0
0.44233 | 0 | 0.22569 | 207 | 44.233 | 0 | 0
0.41938 | 0 | 0.21936 | 207 | 41.938 | 0 | 0
0.40901 | 0 | 0.23051 | 207 | 40.901 | 0 | 0
0.406 | 0 | 0.20551 | 207 | 40.6 | 0 | 0
0.41227 | 0 | 0.18357 | 207 | 41.227 | 0 | 0
0.44778 | 0.0007 | 0.16902 | 207 | 44.778 | 0 | 0
0.47982 | 0.1182 | 0.15345 | 207 | 47.982 | 0 | 0
0.49029 | 0.569 | 0.11557 | 207 | 49.029 | 0 | 0
0.51381 | 0.7932 | 0.0709 | 207 | 51.381 | 0 | 0
0.54063 | 0.8305 | 0.09321 | 207 | 54.063 | 0 | 0
0.57101 | 0.8306 | 0.07534 | 207 | 57.101 | 0 | 0
0.59782 | 0.8205 | 0.07157 | 207 | 59.782 | 0 | 0
0.61787 | 0.8212 | 0.06834 | 207 | 61.787 | 0 | 0
0.63935 | 0.8192 | 0.07316 | 207 | 63.935 | 0 | 0
0.65643 | 0.8346 | 0.07001 | 207 | 65.643 | 0 | 0
0.67061 | 0.8297 | 0.07593 | 207 | 67.061 | 0 | 0
0.67861 | 0.7851 | 0.09116 | 207 | 67.861 | 0 | 0
0.67608 | 0.6996 | 0.12602 | 207 | 67.608 | 0 | 0
0.65597 | 0.3198 | 0.14364 | 207 | 65.597 | 0 | 0
0.63491 | 0.0175 | 0.18034 | 207 | 63.491 | 0 | 0
0.62749 | 0 | 0.25564 | 207 | 62.749 | 0 | 0
0.5867 | 0 | 0.32998 | 207 | 58.67 | 0 | 0
0.53149 | 0 | 0.34407 | 207 | 53.149 | 0 | 0
0.48363 | 0 | 0.33761 | 207 | 48.363 | 0 | 0
0.45079 | 0 | 0.33157 | 207 | 45.079 | 0 | 0
0.43155 | 0 | 0.35737 | 207 | 43.155 | 0 | 0
0.41809 | 0 | 0.37486 | 207 | 41.809 | 0 | 0
0.4143 | 0 | 0.35905 | 207 | 41.43 | 0 | 0
0.42279 | 0 | 0.31584 | 207 | 42.279 | 0 | 0
0.45097 | 0.0008 | 0.29583 | 207 | 45.097 | 0 | 0
0.48347 | 0.1072 | 0.27871 | 207 | 48.347 | 0 | 0
0.49763 | 0.4526 | 0.21877 | 207 | 49.763 | 0 | 0
0.52366 | 0.5917 | 0.13332 | 207 | 52.366 | 0 | 0
0.55565 | 0.68 | 0.12711 | 207 | 55.565 | 0 | 0
0.58654 | 0.7981 | 0.08658 | 207 | 58.654 | 0 | 0
0.61698 | 0.8154 | 0.0649 | 207 | 61.698 | 0 | 0
0.64614 | 0.8164 | 0.09149 | 207 | 64.614 | 0 | 0
0.67241 | 0.8473 | 0.10072 | 207 | 67.241 | 0 | 0
0.69351 | 0.8349 | 0.11343 | 207 | 69.351 | 0 | 0
0.71334 | 0.851 | 0.14368 | 207 | 71.334 | 0 | 0
0.7232 | 0.8256 | 0.16574 | 207 | 72.32 | 0 | 0
0.71857 | 0.6166 | 0.18718 | 207 | 71.857 | 0 | 0
0.69362 | 0.2418 | 0.22561 | 207 | 69.362 | 0 | 0
0.66475 | 0.0139 | 0.27678 | 207 | 66.475 | 0 | 0
0.65269 | 0 | 0.3489 | 207 | 65.269 | 0 | 0
0.61221 | 0 | 0.4252 | 207 | 61.221 | 0 | 0
0.5554 | 0 | 0.46392 | 207 | 55.54 | 0 | 0
0.50331 | 0 | 0.49912 | 207 | 50.331 | 0 | 0
0.46856 | 0 | 0.5078 | 207 | 46.856 | 0 | 0
0.4444 | 0 | 0.48226 | 207 | 44.44 | 0 | 0
0.43033 | 0 | 0.45671 | 207 | 43.033 | 0 | 0
0.42402 | 0 | 0.44333 | 207 | 42.402 | 0 | 0
0.43049 | 0 | 0.43431 | 207 | 43.049 | 0 | 0
0.46391 | 0.0008 | 0.42273 | 207 | 46.391 | 0 | 0
0.49546 | 0.0589 | 0.40998 | 207 | 49.546 | 0 | 0
0.50952 | 0.2657 | 0.33535 | 207 | 50.952 | 0 | 0
0.53695 | 0.3698 | 0.33971 | 207 | 53.695 | 0 | 0
0.56887 | 0.6342 | 0.35603 | 207 | 56.887 | 0 | 0
0.60001 | 0.7961 | 0.35569 | 207 | 60.001 | 0 | 0
0.63193 | 0.8244 | 0.32687 | 207 | 63.193 | 0 | 0
0.6644 | 0.837 | 0.34139 | 207 | 66.44 | 0 | 0
0.6922 | 0.839 | 0.37373 | 207 | 69.22 | 0 | 0
0.71074 | 0.8363 | 0.41342 | 207 | 71.074 | 0 | 0
0.7298 | 0.7989 | 0.44702 | 207 | 72.98 | 0 | 0
0.73661 | 0.7358 | 0.4771 | 207 | 73.661 | 0 | 0
0.72737 | 0.592 | 0.53197 | 207 | 72.737 | 0 | 0
0.70349 | 0.2023 | 0.54984 | 207 | 70.349 | 0 | 0
0.67364 | 0.0078 | 0.52341 | 207 | 67.364 | 0 | 0
0.66468 | 0 | 0.55756 | 207 | 66.468 | 0 | 0
0.62764 | 0 | 0.63105 | 207 | 62.764 | 0 | 0
0.5734 | 0 | 0.66612 | 207 | 57.34 | 0 | 0
0.52512 | 0 | 0.68429 | 207 | 52.512 | 0 | 0
0.49371 | 0 | 0.67237 | 207 | 49.371 | 0 | 0
0.46973 | 0 | 0.65249 | 207 | 46.973 | 0 | 0
0.45422 | 0 | 0.63831 | 207 | 45.422 | 0 | 0
0.44857 | 0 | 0.62694 | 207 | 44.857 | 0 | 0
0.45843 | 0 | 0.63458 | 207 | 45.843 | 0 | 0
0.48803 | 0.0006 | 0.62405 | 207 | 48.803 | 0 | 0
0.52174 | 0.0632 | 0.59414 | 207 | 52.174 | 0 | 0
0.5332 | 0.3511 | 0.57383 | 207 | 53.32 | 0 | 0
0.55592 | 0.4442 | 0.63567 | 207 | 55.592 | 0 | 0
0.58358 | 0.6362 | 0.67308 | 207 | 58.358 | 0 | 0
0.61592 | 0.6333 | 0.67799 | 207 | 61.592 | 0 | 0
0.64312 | 0.2695 | 0.63579 | 207 | 64.312 | 0 | 0
0.67024 | 0.3845 | 0.62329 | 207 | 67.024 | 0 | 0
0.7016 | 0.5714 | 0.61385 | 207 | 70.16 | 0 | 0
0.7223 | 0.7387 | 0.60953 | 207 | 72.23 | 0 | 0
0.73518 | 0.4497 | 0.60542 | 207 | 73.518 | 0 | 0
0.74186 | 0.4645 | 0.63134 | 207 | 74.186 | 0 | 0
0.73067 | 0.4392 | 0.66423 | 207 | 73.067 | 0 | 0
0.69947 | 0.2005 | 0.65056 | 207 | 69.947 | 0 | 0
0.67548 | 0.0207 | 0.6553 | 207 | 67.548 | 0 | 0
0.67285 | 0 | 0.70635 | 207 | 67.285 | 0 | 0
0.6463 | 0 | 0.74197 | 207 | 64.63 | 0 | 0
0.61043 | 0 | 0.74184 | 207 | 61.043 | 0 | 0
0.56943 | 0 | 0.72264 | 207 | 56.943 | 0 | 0
0.53799 | 0 | 0.69394 | 207 | 53.799 | 0 | 0
0.51412 | 0 | 0.67049 | 207 | 51.412 | 0 | 0
0.5004 | 0 | 0.62185 | 207 | 50.04 | 0 | 0
0.48827 | 0 | 0.60293 | 207 | 48.827 | 0 | 0
0.48561 | 0 | 0.51641 | 207 | 48.561 | 0 | 0
0.48946 | 0.0001 | 0.47096 | 207 | 48.946 | 0 | 0
0.49849 | 0.0629 | 0.43752 | 207 | 49.849 | 0 | 0
0.51943 | 0.2619 | 0.36841 | 207 | 51.943 | 0 | 0
0.54783 | 0.4782 | 0.3507 | 207 | 54.783 | 0 | 0
0.57744 | 0.6167 | 0.37001 | 207 | 57.744 | 0 | 0
0.59748 | 0.6801 | 0.40983 | 207 | 59.748 | 0 | 0
0.61237 | 0.7518 | 0.42325 | 207 | 61.237 | 0 | 0
0.61526 | 0.7812 | 0.45347 | 207 | 61.526 | 0 | 0
0.6117 | 0.7691 | 0.47688 | 207 | 61.17 | 0 | 0
0.60812 | 0.5431 | 0.4953 | 207 | 60.812 | 0 | 0
0.61212 | 0.4358 | 0.52186 | 207 | 61.212 | 0 | 0
0.61303 | 0.4284 | 0.5227 | 207 | 61.303 | 0 | 0
0.6067 | 0.5997 | 0.55065 | 207 | 60.67 | 0 | 0
0.60149 | 0.2977 | 0.49241 | 207 | 60.149 | 0 | 0
0.59622 | 0.0215 | 0.47998 | 207 | 59.622 | 0 | 0
0.59887 | 0 | 0.48531 | 207 | 59.887 | 0 | 0
0.58165 | 0 | 0.47088 | 207 | 58.165 | 0 | 0
0.55653 | 0 | 0.41717 | 207 | 55.653 | 0 | 0
0.52521 | 0 | 0.36237 | 207 | 52.521 | 0 | 0
0.49947 | 0 | 0.33153 | 207 | 49.947 | 0 | 0
0.48051 | 0 | 0.26548 | 207 | 48.051 | 0 | 0
0.46963 | 0 | 0.25428 | 207 | 46.963 | 0 | 0
0.46112 | 0 | 0.2813 | 207 | 46.112 | 0 | 0
0.4581 | 0 | 0.25848 | 207 | 45.81 | 0 | 0
0.45904 | 0.0009 | 0.25806 | 207 | 45.904 | 0 | 0
0.45824 | 0.1459 | 0.20921 | 207 | 45.824 | 0 | 0
0.48105 | 0.5855 | 0.16952 | 207 | 48.105 | 0 | 0
0.51859 | 0.7568 | 0.16159 | 207 | 51.859 | 0 | 0
0.55906 | 0.8003 | 0.13734 | 207 | 55.906 | 0 | 0
0.5931 | 0.8388 | 0.10612 | 207 | 59.31 | 0 | 0
0.63039 | 0.8622 | 0.12273 | 207 | 63.039 | 0 | 0
0.66186 | 0.8828 | 0.15542 | 207 | 66.186 | 0 | 0
0.6878 | 0.8735 | 0.14304 | 207 | 68.78 | 0 | 0
0.71323 | 0.846 | 0.15932 | 207 | 71.323 | 0 | 0
0.73111 | 0.8365 | 0.19583 | 207 | 73.111 | 0 | 0
0.74181 | 0.7395 | 0.27585 | 207 | 74.181 | 0 | 0
0.74004 | 0.4234 | 0.3484 | 207 | 74.004 | 0 | 0
0.72241 | 0.2 | 0.3935 | 207 | 72.241 | 0 | 0
0.69853 | 0.0192 | 0.42246 | 207 | 69.853 | 0 | 0
0.68454 | 0 | 0.47575 | 207 | 68.454 | 0 | 0
0.65251 | 0 | 0.5467 | 207 | 65.251 | 0 | 0
0.60598 | 0 | 0.5864 | 207 | 60.598 | 0 | 0
0.55816 | 0 | 0.61694 | 207 | 55.816 | 0 | 0
0.52444 | 0 | 0.63306 | 207 | 52.444 | 0 | 0
0.50258 | 0 | 0.64246 | 207 | 50.258 | 0 | 0
0.49429 | 0 | 0.65588 | 207 | 49.429 | 0 | 0
0.49276 | 0 | 0.64153 | 207 | 49.276 | 0 | 0
0.50399 | 0 | 0.63486 | 207 | 50.399 | 0 | 0
0.54168 | 0.0001 | 0.65777 | 207 | 54.168 | 0 | 0
0.57623 | 0.0446 | 0.66465 | 207 | 57.623 | 0 | 0
0.58592 | 0.1576 | 0.66998 | 207 | 58.592 | 0 | 0
0.61241 | 0.3051 | 0.69398 | 207 | 61.241 | 0 | 0
0.64374 | 0.3498 | 0.71769 | 207 | 64.374 | 0 | 0
0.67461 | 0.3917 | 0.73586 | 207 | 67.461 | 0 | 0
0.7007 | 0.3895 | 0.74299 | 207 | 70.07 | 0 | 0
0.72704 | 0.4047 | 0.76334 | 207 | 72.704 | 0 | 0
0.75482 | 0.4209 | 0.73959 | 207 | 75.482 | 0 | 0
0.7696 | 0.3412 | 0.75831 | 207 | 76.96 | 0 | 0
0.78342 | 0.3104 | 0.75587 | 207 | 78.342 | 0 | 0
0.78969 | 0.276 | 0.75818 | 207 | 78.969 | 0 | 0
0.7771 | 0.249 | 0.71467 | 207 | 77.71 | 0 | 0
0.74975 | 0.0876 | 0.68651 | 207 | 74.975 | 0 | 0
0.72245 | 0.0061 | 0.63297 | 207 | 72.245 | 0 | 0
0.71591 | 0 | 0.57343 | 207 | 71.591 | 0 | 0
0.67792 | 0 | 0.56882 | 207 | 67.792 | 0 | 0
0.62594 | 0 | 0.57683 | 207 | 62.594 | 0 | 0
0.57787 | 0 | 0.57016 | 207 | 57.787 | 0 | 0
0.54601 | 0 | 0.53558 | 207 | 54.601 | 0 | 0
0.52429 | 0 | 0.60683 | 207 | 52.429 | 0 | 0
0.51268 | 0 | 0.61589 | 207 | 51.268 | 0 | 0
0.50885 | 0 | 0.52711 | 207 | 50.885 | 0 | 0
0.51534 | 0 | 0.53168 | 207 | 51.534 | 0 | 0
0.54302 | 0.0003 | 0.5483 | 207 | 54.302 | 0 | 0
0.57087 | 0.0775 | 0.56798 | 207 | 57.087 | 0 | 0
0.57254 | 0.3636 | 0.53088 | 207 | 57.254 | 0 | 0
0.5796 | 0.6589 | 0.51657 | 207 | 57.96 | 0 | 0
0.59656 | 0.5396 | 0.60251 | 207 | 59.656 | 0 | 0
0.61109 | 0.4488 | 0.60045 | 207 | 61.109 | 0 | 0
0.62342 | 0.581 | 0.59156 | 207 | 62.342 | 0 | 0
0.64287 | 0.7348 | 0.60125 | 207 | 64.287 | 0 | 0
0.66958 | 0.8006 | 0.58812 | 207 | 66.958 | 0 | 0
0.68717 | 0.7965 | 0.57398 | 207 | 68.717 | 0 | 0
0.7122 | 0.8234 | 0.57767 | 207 | 71.22 | 0 | 0
0.7245 | 0.8066 | 0.57637 | 207 | 72.45 | 0 | 0
0.72744 | 0.6799 | 0.58807 | 207 | 72.744 | 0 | 0
0.70664 | 0.2907 | 0.54486 | 207 | 70.664 | 0 | 0
0.67745 | 0.0185 | 0.51796 | 207 | 67.745 | 0 | 0
0.66746 | 0 | 0.52497 | 207 | 66.746 | 0 | 0
0.63046 | 0 | 0.53797 | 207 | 63.046 | 0 | 0
0.58125 | 0 | 0.5496 | 207 | 58.125 | 0 | 0
0.53672 | 0 | 0.55333 | 207 | 53.672 | 0 | 0
0.50847 | 0 | 0.59554 | 207 | 50.847 | 0 | 0
0.48715 | 0 | 0.60922 | 207 | 48.715 | 0 | 0
0.47693 | 0 | 0.63008 | 207 | 47.693 | 0 | 0
0.47634 | 0 | 0.64728 | 207 | 47.634 | 0 | 0
0.49092 | 0 | 0.62802 | 207 | 49.092 | 0 | 0
0.52559 | 0.0003 | 0.62471 | 207 | 52.559 | 0 | 0
0.56063 | 0.1259 | 0.59999 | 207 | 56.063 | 0 | 0
0.57376 | 0.5359 | 0.5334 | 207 | 57.376 | 0 | 0
0.59809 | 0.7132 | 0.47843 | 207 | 59.809 | 0 | 0
0.63303 | 0.7476 | 0.47113 | 207 | 63.303 | 0 | 0
0.67129 | 0.7833 | 0.47222 | 207 | 67.129 | 0 | 0
0.70902 | 0.8046 | 0.46261 | 207 | 70.902 | 0 | 0
0.73907 | 0.8127 | 0.43165 | 207 | 73.907 | 0 | 0
0.76707 | 0.8193 | 0.43072 | 207 | 76.707 | 0 | 0
0.78572 | 0.8158 | 0.44465 | 207 | 78.572 | 0 | 0
0.80086 | 0.8022 | 0.47533 | 206.914 | 80 | 0 | 0
0.80389 | 0.7604 | 0.5462 | 206.525 | 80 | 0 | 0
0.7946 | 0.6589 | 0.6023 | 207 | 79.935 | 0 | 0
0.77203 | 0.2991 | 0.61871 | 207 | 77.203 | 0 | 0
0.74772 | 0.0172 | 0.64313 | 207 | 74.772 | 0 | 0
0.74064 | 0 | 0.6558 | 207 | 74.064 | 0 | 0
0.70778 | 0 | 0.69931 | 207 | 70.778 | 0 | 0
0.65508 | 0 | 0.71446 | 207 | 65.508 | 0 | 0
0.6087 | 0 | 0.71484 | 207 | 60.87 | 0 | 0
0.57749 | 0 | 0.72117 | 207 | 57.749 | 0 | 0
0.55577 | 0 | 0.72726 | 207 | 55.577 | 0 | 0
0.53929 | 0 | 0.71853 | 207 | 53.929 | 0 | 0
0.53037 | 0 | 0.70854 | 207 | 53.037 | 0 | 0
0.53718 | 0 | 0.70254 | 207 | 53.718 | 0 | 0
0.56299 | 0.0003 | 0.64246 | 207 | 56.299 | 0 | 0
0.59244 | 0.0504 | 0.6208 | 207 | 59.244 | 0 | 0
0.60211 | 0.2601 | 0.61833 | 207 | 60.211 | 0 | 0
0.63132 | 0.484 | 0.66776 | 207 | 63.132 | 0 | 0
0.66021 | 0.5711 | 0.70313 | 207 | 66.021 | 0 | 0
0.69497 | 0.6483 | 0.72067 | 207 | 69.497 | 0 | 0
0.72371 | 0.676 | 0.74056 | 207 | 72.371 | 0 | 0
0.75147 | 0.7365 | 0.74954 | 207 | 75.147 | 0 | 0
0.7793 | 0.7863 | 0.75516 | 207 | 77.93 | 0 | 0
0.79814 | 0.8 | 0.76074 | 207 | 79.814 | 0 | 0
0.81308 | 0.7842 | 0.76015 | 205.692 | 80 | 0 | 0
0.81607 | 0.7275 | 0.76888 | 204.085 | 80 | 0 | 0
0.80306 | 0.5772 | 0.75831 | 203.779 | 80 | 0 | 0
0.7764 | 0.2457 | 0.74081 | 206.139 | 80 | 0 | 0
0.74901 | 0.0159 | 0.72654 | 207 | 75.762 | 0 | 0
0.74126 | 0 | 0.72235 | 207 | 74.126 | 0 | 0
0.70848 | 0 | 0.73359 | 207 | 70.848 | 0 | 0
0.65972 | 0 | 0.69877 | 207 | 65.972 | 0 | 0
0.61111 | 0 | 0.69612 | 207 | 61.111 | 0 | 0
0.57686 | 0 | 0.70707 | 207 | 57.686 | 0 | 0
0.55018 | 0 | 0.64023 | 207 | 55.018 | 0 | 0
0.53243 | 0 | 0.59756 | 207 | 53.243 | 0 | 0
0.52524 | 0 | 0.5488 | 207 | 52.524 | 0 | 0
0.52873 | 0 | 0.49866 | 207 | 52.873 | 0 | 0
0.55344 | 0.0004 | 0.46119 | 207 | 55.344 | 0 | 0
0.57629 | 0.0297 | 0.39053 | 207 | 57.629 | 0 | 0
0.59472 | 0.2166 | 0.3711 | 207 | 59.472 | 0 | 0
0.62218 | 0.455 | 0.42082 | 207 | 62.218 | 0 | 0
0.66161 | 0.5639 | 0.49018 | 207 | 66.161 | 0 | 0
0.6972 | 0.5416 | 0.54867 | 207 | 69.72 | 0 | 0
0.72839 | 0.6703 | 0.59194 | 207 | 72.839 | 0 | 0
0.75679 | 0.5261 | 0.60826 | 207 | 75.679 | 0 | 0
0.77937 | 0.4308 | 0.62328 | 207 | 77.937 | 0 | 0
0.79425 | 0.4052 | 0.63801 | 207 | 79.425 | 0 | 0
0.8046 | 0.3928 | 0.64367 | 206.54 | 80 | 0 | 0
0.80257 | 0.3343 | 0.62223 | 206.283 | 80 | 0 | 0
0.78283 | 0.2523 | 0.62148 | 207 | 79 | 0 | 0
0.75039 | 0.1329 | 0.63113 | 207 | 75.039 | 0 | 0
0.71312 | 0.0192 | 0.60163 | 207 | 71.312 | 0 | 0
0.69962 | 0 | 0.60033 | 207 | 69.962 | 0 | 0
0.66735 | 0 | 0.5971 | 207 | 66.735 | 0 | 0
0.62905 | 0 | 0.62592 | 207 | 62.905 | 0 | 0
0.58513 | 0 | 0.59328 | 207 | 58.513 | 0 | 0
0.54774 | 0 | 0.54758 | 207 | 54.774 | 0 | 0
0.52228 | 0 | 0.54469 | 207 | 52.228 | 0 | 0
0.50645 | 0 | 0.57213 | 207 | 50.645 | 0 | 0
0.4959 | 0 | 0.57821 | 207 | 49.59 | 0 | 0
0.4928 | 0 | 0.56374 | 207 | 49.28 | 0 | 0
0.49621 | 0.0007 | 0.54569 | 207 | 49.621 | 0 | 0
0.49814 | 0.0403 | 0.5313 | 207 | 49.814 | 0 | 0
0.53008 | 0.1538 | 0.53483 | 207 | 53.008 | 0 | 0
0.5706 | 0.2909 | 0.60205 | 207 | 57.06 | 0 | 0
0.61362 | 0.383 | 0.64497 | 207 | 61.362 | 0 | 0
0.65371 | 0.4687 | 0.6798 | 207 | 65.371 | 0 | 0
0.68684 | 0.5952 | 0.68744 | 207 | 68.684 | 0 | 0
0.71747 | 0.6338 | 0.70334 | 207 | 71.747 | 0 | 0
0.73932 | 0.6024 | 0.71177 | 207 | 73.932 | 0 | 0
0.75742 | 0.4855 | 0.74811 | 207 | 75.742 | 0 | 0
0.76571 | 0.3393 | 0.69 | 207 | 76.571 | 0 | 0
0.76799 | 0.335 | 0.60968 | 207 | 76.799 | 0 | 0
0.75922 | 0.2608 | 0.63742 | 207 | 75.922 | 0 | 0
0.73145 | 0.1413 | 0.67779 | 207 | 73.145 | 0 | 0
0.69449 | 0.025 | 0.67254 | 207 | 69.449 | 0 | 0
0.68425 | 0 | 0.65282 | 207 | 68.425 | 0 | 0
0.65459 | 0 | 0.67875 | 207 | 65.459 | 0 | 0
0.61832 | 0 | 0.6944 | 207 | 61.832 | 0 | 0
0.57747 | 0 | 0.7114 | 207 | 57.747 | 0 | 0
0.54182 | 0 | 0.71089 | 207 | 54.182 | 0 | 0
0.51675 | 0 | 0.68643 | 207 | 51.675 | 0 | 0
0.49897 | 0 | 0.6618 | 207 | 49.897 | 0 | 0
0.48391 | 0 | 0.63511 | 207 | 48.391 | 0 | 0
0.47825 | 0 | 0.62584 | 207 | 47.825 | 0 | 0
0.47878 | 0.0006 | 0.61027 | 207 | 47.878 | 0 | 0
0.47555 | 0.0358 | 0.5921 | 207 | 47.555 | 0 | 0
0.50182 | 0.2076 | 0.58703 | 207 | 50.182 | 0 | 0
0.54493 | 0.2684 | 0.65299 | 207 | 54.493 | 0 | 0
0.58805 | 0.3098 | 0.68022 | 207 | 58.805 | 0 | 0
0.62576 | 0.3957 | 0.68156 | 207 | 62.576 | 0 | 0
0.65834 | 0.598 | 0.69898 | 207 | 65.834 | 0 | 0
0.68933 | 0.6247 | 0.68756 | 207 | 68.933 | 0 | 0
0.7164 | 0.4988 | 0.71156 | 207 | 71.64 | 0 | 0
0.73568 | 0.4594 | 0.70506 | 207 | 73.568 | 0 | 0
0.74978 | 0.357 | 0.69982 | 207 | 74.978 | 0 | 0
0.75139 | 0.2491 | 0.69109 | 207 | 75.139 | 0 | 0
0.74203 | 0.1657 | 0.69453 | 207 | 74.203 | 0 | 0
0.71785 | 0.1999 | 0.67749 | 207 | 71.785 | 0 | 0
0.68589 | 0.0285 | 0.69478 | 207 | 68.589 | 0 | 0
0.67273 | 0 | 0.72252 | 207 | 67.273 | 0 | 0
0.64361 | 0 | 0.72105 | 207 | 64.361 | 0 | 0
0.60599 | 0 | 0.67925 | 207 | 60.599 | 0 | 0
0.56518 | 0 | 0.67649 | 207 | 56.518 | 0 | 0
0.53239 | 0 | 0.67573 | 207 | 53.239 | 0 | 0
0.50963 | 0 | 0.66805 | 207 | 50.963 | 0 | 0
0.49472 | 0 | 0.68198 | 207 | 49.472 | 0 | 0
0.48497 | 0 | 0.64581 | 207 | 48.497 | 0 | 0
0.48241 | 0 | 0.58971 | 207 | 48.241 | 0 | 0
0.48867 | 0.0004 | 0.57356 | 207 | 48.867 | 0 | 0
0.48447 | 0.0771 | 0.56848 | 207 | 48.447 | 0 | 0
0.50741 | 0.3657 | 0.55304 | 207 | 50.741 | 0 | 0
0.54852 | 0.6323 | 0.61631 | 207 | 54.852 | 0 | 0
0.59782 | 0.798 | 0.65651 | 207 | 59.782 | 0 | 0
0.63911 | 0.8248 | 0.60851 | 207 | 63.911 | 0 | 0
0.67434 | 0.8434 | 0.5668 | 207 | 67.434 | 0 | 0
0.70804 | 0.8486 | 0.52652 | 207 | 70.804 | 0 | 0
0.73192 | 0.8449 | 0.51146 | 207 | 73.192 | 0 | 0
0.75189 | 0.8262 | 0.54645 | 207 | 75.189 | 0 | 0
0.76947 | 0.7963 | 0.6135 | 207 | 76.947 | 0 | 0
0.77689 | 0.7338 | 0.69029 | 207 | 77.689 | 0 | 0
0.76964 | 0.6157 | 0.72902 | 207 | 76.964 | 0 | 0
0.74874 | 0.2932 | 0.75881 | 207 | 74.874 | 0 | 0
0.71628 | 0.023 | 0.74769 | 207 | 71.628 | 0 | 0
0.70887 | 0 | 0.7466 | 207 | 70.887 | 0 | 0
0.67423 | 0 | 0.76527 | 207 | 67.423 | 0 | 0
0.62363 | 0 | 0.76897 | 207 | 62.363 | 0 | 0
0.57661 | 0 | 0.77027 | 207 | 57.661 | 0 | 0
0.54008 | 0 | 0.75533 | 207 | 54.008 | 0 | 0
0.51494 | 0 | 0.72784 | 207 | 51.494 | 0 | 0
0.50046 | 0 | 0.69738 | 207 | 50.046 | 0 | 0
0.49589 | 0 | 0.68572 | 207 | 49.589 | 0 | 0
0.50384 | 0 | 0.65777 | 207 | 50.384 | 0 | 0
0.53552 | 0.0004 | 0.62374 | 207 | 53.552 | 0 | 0
0.56433 | 0.1167 | 0.59147 | 207 | 56.433 | 0 | 0
0.58137 | 0.5116 | 0.52471 | 207 | 58.137 | 0 | 0
0.61156 | 0.7172 | 0.55866 | 207 | 61.156 | 0 | 0
0.64697 | 0.7508 | 0.56965 | 207 | 64.697 | 0 | 0
0.68499 | 0.7837 | 0.52484 | 207 | 68.499 | 0 | 0
0.71196 | 0.8029 | 0.46849 | 207 | 71.196 | 0 | 0
0.73801 | 0.8206 | 0.45183 | 207 | 73.801 | 0 | 0
0.75558 | 0.7949 | 0.44851 | 207 | 75.558 | 0 | 0
0.76457 | 0.7725 | 0.44696 | 207 | 76.457 | 0 | 0
0.78079 | 0.7913 | 0.44663 | 207 | 78.079 | 0 | 0
0.78388 | 0.7245 | 0.45829 | 207 | 78.388 | 0 | 0
0.77724 | 0.6445 | 0.47868 | 207 | 77.724 | 0 | 0
0.75544 | 0.3568 | 0.45309 | 207 | 75.544 | 0 | 0
0.73494 | 0.0305 | 0.399 | 207 | 73.494 | 0 | 0
0.72784 | 0 | 0.40609 | 207 | 72.784 | 0 | 0
0.69438 | 0 | 0.46752 | 207 | 69.438 | 0 | 0
0.6472 | 0 | 0.50894 | 207 | 64.72 | 0 | 0
0.59845 | 0 | 0.50583 | 207 | 59.845 | 0 | 0
0.56495 | 0 | 0.48305 | 207 | 56.495 | 0 | 0
0.54196 | 0 | 0.50239 | 207 | 54.196 | 0 | 0
0.52849 | 0 | 0.50629 | 207 | 52.849 | 0 | 0
0.52572 | 0 | 0.50612 | 207 | 52.572 | 0 | 0
0.53479 | 0 | 0.4523 | 207 | 53.479 | 0 | 0
0.56217 | 0.0005 | 0.42797 | 207 | 56.217 | 0 | 0
0.58521 | 0.0396 | 0.47131 | 207 | 58.521 | 0 | 0
0.60463 | 0.169 | 0.44903 | 207 | 60.463 | 0 | 0
0.62537 | 0.2632 | 0.43322 | 207 | 62.537 | 0 | 0
0.65529 | 0.464 | 0.40637 | 207 | 65.529 | 0 | 0
0.68281 | 0.6135 | 0.38879 | 207 | 68.281 | 0 | 0
0.70029 | 0.6743 | 0.34592 | 207 | 70.029 | 0 | 0
0.7236 | 0.7921 | 0.32377 | 207 | 72.36 | 0 | 0
0.73291 | 0.8006 | 0.302 | 207 | 73.291 | 0 | 0
0.73684 | 0.8131 | 0.30565 | 207 | 73.684 | 0 | 0
0.74442 | 0.7921 | 0.28715 | 207 | 74.442 | 0 | 0
0.74452 | 0.7216 | 0.29054 | 207 | 74.452 | 0 | 0
0.73228 | 0.6623 | 0.28807 | 207 | 73.228 | 0 | 0
0.70931 | 0.3539 | 0.27955 | 207 | 70.931 | 0 | 0
0.68476 | 0.033 | 0.27981 | 207 | 68.476 | 0 | 0
0.67725 | 0 | 0.29369 | 207 | 67.725 | 0 | 0
0.64791 | 0 | 0.3145 | 207 | 64.791 | 0 | 0
0.59675 | 0 | 0.31471 | 207 | 59.675 | 0 | 0
0.55243 | 0 | 0.31484 | 207 | 55.243 | 0 | 0
0.51827 | 0 | 0.30913 | 207 | 51.827 | 0 | 0
0.49691 | 0 | 0.35227 | 207 | 49.691 | 0 | 0
0.48412 | 0 | 0.33422 | 207 | 48.412 | 0 | 0
0.48023 | 0 | 0.29076 | 207 | 48.023 | 0 | 0
0.4917 | 0 | 0.22329 | 207 | 49.17 | 0 | 0
0.5221 | 0.0007 | 0.17207 | 207 | 52.21 | 0 | 0
0.55049 | 0.0378 | 0.15194 | 207 | 55.049 | 0 | 0
0.5605 | 0.1295 | 0.10743 | 207 | 56.05 | 0 | 0
0.57862 | 0.2243 | 0.13652 | 207 | 57.862 | 0 | 0
0.60505 | 0.2935 | 0.17811 | 207 | 60.505 | 0 | 0
0.64135 | 0.3393 | 0.17724 | 207 | 64.135 | 0 | 0
0.67843 | 0.5311 | 0.16599 | 207 | 67.843 | 0 | 0
0.70567 | 0.6337 | 0.16949 | 207 | 70.567 | 0 | 0
0.73219 | 0.4351 | 0.18082 | 207 | 73.219 | 0 | 0
0.7437 | 0.4869 | 0.18691 | 207 | 74.37 | 0 | 0
0.7602 | 0.5394 | 0.21358 | 207 | 76.02 | 0 | 0
0.76661 | 0.4838 | 0.21774 | 207 | 76.661 | 0 | 0
0.75422 | 0.2869 | 0.21991 | 207 | 75.422 | 0 | 0
0.72827 | 0.1692 | 0.21908 | 207 | 72.827 | 0 | 0
0.70501 | 0.0207 | 0.20816 | 207 | 70.501 | 0 | 0
0.69132 | 0 | 0.2127 | 207 | 69.132 | 0 | 0
0.65591 | 0 | 0.25329 | 207 | 65.591 | 0 | 0
0.60567 | 0 | 0.23687 | 207 | 60.567 | 0 | 0
0.55477 | 0 | 0.23183 | 207 | 55.477 | 0 | 0
0.52265 | 0 | 0.21783 | 207 | 52.265 | 0 | 0
0.49691 | 0 | 0.19753 | 207 | 49.691 | 0 | 0
0.47943 | 0 | 0.19853 | 207 | 47.943 | 0 | 0
0.47269 | 0 | 0.14544 | 207 | 47.269 | 0 | 0
0.48196 | 0 | 0.17028 | 207 | 48.196 | 0 | 0
0.5058 | 0.0011 | 0.15798 | 207 | 50.58 | 0 | 0
0.53006 | 0.0452 | 0.12748 | 207 | 53.006 | 0 | 0
0.55572 | 0.2044 | 0.15323 | 207 | 55.572 | 0 | 0
0.58063 | 0.314 | 0.12869 | 207 | 58.063 | 0 | 0
0.60776 | 0.3097 | 0.0961 | 207 | 60.776 | 0 | 0
0.63938 | 0.406 | 0.07105 | 207 | 63.938 | 0 | 0
0.67072 | 0.5664 | 0.06714 | 207 | 67.072 | 0 | 0
0.69935 | 0.5963 | 0.08418 | 207 | 69.935 | 0 | 0
0.72776 | 0.6077 | 0.09622 | 207 | 72.776 | 0 | 0
0.74813 | 0.6334 | 0.10181 | 207 | 74.813 | 0 | 0
0.75905 | 0.5688 | 0.12277 | 207 | 75.905 | 0 | 0
0.75921 | 0.4186 | 0.16365 | 207 | 75.921 | 0 | 0
0.74728 | 0.241 | 0.1774 | 207 | 74.728 | 0 | 0
0.724 | 0.0771 | 0.18361 | 207 | 72.4 | 0 | 0
0.69312 | 0.0066 | 0.2087 | 207 | 69.312 | 0 | 0
0.67726 | 0 | 0.26404 | 207 | 67.726 | 0 | 0
0.64434 | 0 | 0.34189 | 207 | 64.434 | 0 | 0
0.6051 | 0 | 0.35585 | 207 | 60.51 | 0 | 0
0.56023 | 0 | 0.37923 | 207 | 56.023 | 0 | 0
0.52313 | 0 | 0.38836 | 207 | 52.313 | 0 | 0
0.49614 | 0 | 0.34506 | 207 | 49.614 | 0 | 0
0.4759 | 0 | 0.30468 | 207 | 47.59 | 0 | 0
0.46521 | 0 | 0.3088 | 207 | 46.521 | 0 | 0
0.46255 | 0 | 0.28121 | 207 | 46.255 | 0 | 0
0.46839 | 0.0014 | 0.25671 | 207 | 46.839 | 0 | 0
0.47053 | 0.1053 | 0.23483 | 207 | 47.053 | 0 | 0
0.5058 | 0.4754 | 0.16444 | 207 | 50.58 | 0 | 0
0.55402 | 0.5713 | 0.14702 | 207 | 55.402 | 0 | 0
0.60835 | 0.6171 | 0.18082 | 207 | 60.835 | 0 | 0
0.65981 | 0.7318 | 0.17515 | 207 | 65.981 | 0 | 0
0.70505 | 0.8449 | 0.15782 | 207 | 70.505 | 0 | 0
0.74335 | 0.8364 | 0.16128 | 207 | 74.335 | 0 | 0
0.77414 | 0.8305 | 0.16382 | 207 | 77.414 | 0 | 0
0.79485 | 0.8127 | 0.22595 | 207 | 79.485 | 0 | 0
0.80405 | 0.7551 | 0.30409 | 206.595 | 80 | 0 | 0
0.80409 | 0.6513 | 0.3681 | 206.186 | 80 | 0 | 0
0.77948 | 0.2399 | 0.4119 | 207 | 78.762 | 0 | 0
0.7412 | 0.1055 | 0.43616 | 207 | 74.12 | 0 | 0
0.70377 | 0.0176 | 0.41936 | 207 | 70.377 | 0 | 0
0.68674 | 0 | 0.4727 | 207 | 68.674 | 0 | 0
0.65265 | 0 | 0.48971 | 207 | 65.265 | 0 | 0
0.61488 | 0 | 0.48629 | 207 | 61.488 | 0 | 0
0.5715 | 0 | 0.49146 | 207 | 57.15 | 0 | 0
0.53541 | 0 | 0.43728 | 207 | 53.541 | 0 | 0
0.50881 | 0 | 0.39523 | 207 | 50.881 | 0 | 0
0.4849 | 0 | 0.3466 | 207 | 48.49 | 0 | 0
0.47865 | 0 | 0.34722 | 207 | 47.865 | 0 | 0
0.47108 | 0 | 0.26192 | 207 | 47.108 | 0 | 0
0.47246 | 0.0006 | 0.28196 | 207 | 47.246 | 0 | 0
0.46951 | 0.0674 | 0.272 | 207 | 46.951 | 0 | 0
0.49443 | 0.2795 | 0.228 | 207 | 49.443 | 0 | 0
0.53139 | 0.341 | 0.19816 | 207 | 53.139 | 0 | 0
0.57158 | 0.3879 | 0.20928 | 207 | 57.158 | 0 | 0
0.61526 | 0.5461 | 0.2285 | 207 | 61.526 | 0 | 0
0.65588 | 0.5906 | 0.22212 | 207 | 65.588 | 0 | 0
0.68918 | 0.6322 | 0.24512 | 207 | 68.918 | 0 | 0
0.72175 | 0.7254 | 0.18724 | 207 | 72.175 | 0 | 0
0.74995 | 0.6825 | 0.16415 | 207 | 74.995 | 0 | 0
0.7708 | 0.6027 | 0.19162 | 207 | 77.08 | 0 | 0
0.78072 | 0.4632 | 0.21129 | 207 | 78.072 | 0 | 0
0.78074 | 0.2624 | 0.25638 | 207 | 78.074 | 0 | 0
0.76692 | 0.0803 | 0.28721 | 207 | 76.692 | 0 | 0
0.73691 | 0.0034 | 0.28926 | 207 | 73.691 | 0 | 0
0.72544 | 0 | 0.32276 | 207 | 72.544 | 0 | 0
0.69151 | 0 | 0.29547 | 207 | 69.151 | 0 | 0
0.64009 | 0 | 0.29422 | 207 | 64.009 | 0 | 0
0.58964 | 0 | 0.27221 | 207 | 58.964 | 0 | 0
0.55233 | 0 | 0.34342 | 207 | 55.233 | 0 | 0
0.52603 | 0 | 0.38449 | 207 | 52.603 | 0 | 0
0.50788 | 0 | 0.3438 | 207 | 50.788 | 0 | 0
0.49936 | 0 | 0.2517 | 207 | 49.936 | 0 | 0
0.50355 | 0 | 0.12618 | 207 | 50.355 | 0 | 0
0.52979 | 0.0011 | 0.12134 | 207 | 52.979 | 0 | 0
0.55205 | 0.037 | 0.10831 | 207 | 55.205 | 0 | 0
0.58085 | 0.1895 | 0.10678 | 207 | 58.085 | 0 | 0
0.61814 | 0.413 | 0.09516 | 207 | 61.814 | 0 | 0
0.66492 | 0.5413 | 0.09433 | 207 | 66.492 | 0 | 0
0.71714 | 0.7114 | 0.11609 | 207 | 71.714 | 0 | 0
0.75901 | 0.7937 | 0.16671 | 207 | 75.901 | 0 | 0
0.7949 | 0.7491 | 0.23681 | 207 | 79.49 | 0 | 0
0.82516 | 0.7286 | 0.28304 | 204.484 | 80 | 0 | 0
0.84583 | 0.7006 | 0.30897 | 199.901 | 80 | 0 | 0
0.85955 | 0.7279 | 0.35955 | 193.946 | 80 | 0 | 0
0.85847 | 0.6274 | 0.38395 | 188.099 | 80 | 0 | 0
0.84317 | 0.4006 | 0.36712 | 183.782 | 80 | 0 | 0
0.81204 | 0.1466 | 0.35931 | 182.578 | 80 | 0 | 0
0.77555 | 0.0116 | 0.35124 | 185.023 | 80 | 0 | 0
0.76031 | 0 | 0.384 | 188.992 | 80 | 0 | 0
0.71939 | 0 | 0.46208 | 197.053 | 80 | 0 | 0
0.65905 | 0 | 0.44926 | 207 | 75.852 | 0 | 0
0.60773 | 0 | 0.4517 | 207 | 60.773 | 0 | 0
0.56729 | 0 | 0.41787 | 207 | 56.729 | 0 | 0
0.54011 | 0 | 0.34595 | 207 | 54.011 | 0 | 0
0.51848 | 0 | 0.26104 | 207 | 51.848 | 0 | 0
0.50808 | 0 | 0.17696 | 207 | 50.808 | 0 | 0
0.51369 | 0 | 0.14719 | 207 | 51.369 | 0 | 0
0.5353 | 0.0009 | 0.17556 | 207 | 53.53 | 0 | 0
0.55598 | 0.0541 | 0.22825 | 207 | 55.598 | 0 | 0
0.58554 | 0.2012 | 0.17787 | 207 | 58.554 | 0 | 0
0.61912 | 0.3657 | 0.18937 | 207 | 61.912 | 0 | 0
0.65934 | 0.4992 | 0.22643 | 207 | 65.934 | 0 | 0
0.69872 | 0.6451 | 0.27519 | 207 | 69.872 | 0 | 0
0.72961 | 0.7126 | 0.27179 | 207 | 72.961 | 0 | 0
0.75813 | 0.7783 | 0.23557 | 207 | 75.813 | 0 | 0
0.77273 | 0.7709 | 0.23784 | 207 | 77.273 | 0 | 0
0.77368 | 0.7494 | 0.25715 | 207 | 77.368 | 0 | 0
0.76735 | 0.7331 | 0.23962 | 207 | 76.735 | 0 | 0
0.74865 | 0.6386 | 0.22043 | 207 | 74.865 | 0 | 0
0.7318 | 0.3906 | 0.28916 | 207 | 73.18 | 0 | 0
0.70976 | 0.104 | 0.33648 | 207 | 70.976 | 0 | 0
0.68518 | 0.0073 | 0.33362 | 207 | 68.518 | 0 | 0
0.67815 | 0 | 0.36022 | 207 | 67.815 | 0 | 0
0.64711 | 0 | 0.39392 | 207 | 64.711 | 0 | 0
0.6047 | 0 | 0.41137 | 207 | 60.47 | 0 | 0
0.56098 | 0 | 0.36725 | 207 | 56.098 | 0 | 0
0.53254 | 0 | 0.34553 | 207 | 53.254 | 0 | 0
0.51283 | 0 | 0.31712 | 207 | 51.283 | 0 | 0
0.50077 | 0 | 0.25418 | 207 | 50.077 | 0 | 0
0.49858 | 0 | 0.16989 | 207 | 49.858 | 0 | 0
0.50612 | 0 | 0.19074 | 207 | 50.612 | 0 | 0
0.52936 | 0.0006 | 0.17064 | 207 | 52.936 | 0 | 0
0.55239 | 0.0793 | 0.07796 | 207 | 55.239 | 0 | 0
0.57093 | 0.5285 | 0.08784 | 207 | 57.093 | 0 | 0
0.5906 | 0.7232 | 0.07829 | 207 | 59.06 | 0 | 0
0.61373 | 0.7671 | 0.05959 | 207 | 61.373 | 0 | 0
0.63671 | 0.8117 | 0.04392 | 207 | 63.671 | 0 | 0
0.65233 | 0.8378 | 0.03602 | 207 | 65.233 | 0 | 0
0.67096 | 0.8335 | 0.02341 | 207 | 67.096 | 0 | 0
0.69126 | 0.8048 | 0.02055 | 207 | 69.126 | 0 | 0
0.71232 | 0.749 | 0.02684 | 207 | 71.232 | 0 | 0
0.72425 | 0.7437 | 0.0653 | 207 | 72.425 | 0 | 0
0.73183 | 0.5831 | 0.04553 | 207 | 73.183 | 0 | 0
0.72642 | 0.2628 | 0.08681 | 207 | 72.642 | 0 | 0
0.7073 | 0.0866 | 0.16232 | 207 | 70.73 | 0 | 0
0.68645 | 0.007 | 0.26998 | 207 | 68.645 | 0 | 0
0.67633 | 0 | 0.283 | 207 | 67.633 | 0 | 0
0.64362 | 0 | 0.30161 | 207 | 64.362 | 0 | 0
0.60013 | 0 | 0.23296 | 207 | 60.013 | 0 | 0
0.55367 | 0 | 0.20241 | 207 | 55.367 | 0 | 0
0.52104 | 0 | 0.16001 | 207 | 52.104 | 0 | 0
0.50045 | 0 | 0.12075 | 207 | 50.045 | 0 | 0
0.48159 | 0 | 0.09171 | 207 | 48.159 | 0 | 0
0.4717 | 0 | 0.07707 | 207 | 47.17 | 0 | 0
0.47546 | 0 | 0.07682 | 207 | 47.546 | 0 | 0
0.49875 | 0.0012 | 0.10176 | 207 | 49.875 | 0 | 0
0.51739 | 0.1545 | 0.11517 | 207 | 51.739 | 0 | 0
0.54135 | 0.6084 | 0.12236 | 207 | 54.135 | 0 | 0
0.57427 | 0.7826 | 0.07793 | 207 | 57.427 | 0 | 0
0.617 | 0.8353 | 0.07359 | 207 | 61.7 | 0 | 0
0.66483 | 0.8553 | 0.07053 | 207 | 66.483 | 0 | 0
0.71029 | 0.859 | 0.06457 | 207 | 71.029 | 0 | 0
0.75734 | 0.8631 | 0.081 | 207 | 75.734 | 0 | 0
0.79583 | 0.8537 | 0.11876 | 207 | 79.583 | 0 | 0
0.82379 | 0.8359 | 0.15285 | 204.621 | 80 | 0 | 0
0.83652 | 0.8205 | 0.17126 | 200.969 | 80 | 0 | 0
0.834 | 0.7781 | 0.21974 | 197.569 | 80 | 0 | 0
0.80113 | 0.6867 | 0.22135 | 197.456 | 80 | 0 | 0
0.76807 | 0.3868 | 0.19777 | 200.649 | 80 | 0 | 0
0.72611 | 0.0454 | 0.16365 | 207 | 78.962 | 0 | 0
0.69974 | 0 | 0.15318 | 207 | 69.974 | 0 | 0
0.66087 | 0 | 0.16476 | 207 | 66.087 | 0 | 0
0.60649 | 0 | 0.12621 | 207 | 60.649 | 0 | 0
0.55551 | 0 | 0.12188 | 207 | 55.551 | 0 | 0
0.51631 | 0 | 0.13751 | 207 | 51.631 | 0 | 0
0.49087 | 0 | 0.10947 | 207 | 49.087 | 0 | 0
0.47691 | 0 | 0.09686 | 207 | 47.691 | 0 | 0
0.46962 | 0 | 0.10666 | 207 | 46.962 | 0 | 0
0.47644 | 0 | 0.09777 | 207 | 47.644 | 0 | 0
0.49628 | 0.0015 | 0.09107 | 207 | 49.628 | 0 | 0
0.51298 | 0.1702 | 0.0823 | 207 | 51.298 | 0 | 0
0.54498 | 0.6037 | 0.05376 | 207 | 54.498 | 0 | 0
0.58568 | 0.7627 | 0.04322 | 207 | 58.568 | 0 | 0
0.63244 | 0.8211 | 0.05707 | 207 | 63.244 | 0 | 0
0.67496 | 0.8506 | 0.04979 | 207 | 67.496 | 0 | 0
0.71511 | 0.8623 | 0.05298 | 207 | 71.511 | 0 | 0
0.75384 | 0.8616 | 0.04574 | 207 | 75.384 | 0 | 0
0.78741 | 0.8333 | 0.03912 | 207 | 78.741 | 0 | 0
0.80467 | 0.7701 | 0.04098 | 206.533 | 80 | 0 | 0
0.82262 | 0.7613 | 0.06175 | 204.271 | 80 | 0 | 0
0.8253 | 0.7559 | 0.07936 | 201.741 | 80 | 0 | 0
0.81587 | 0.6676 | 0.05918 | 200.154 | 80 | 0 | 0
0.79495 | 0.3762 | 0.08147 | 200.659 | 80 | 0 | 0
0.75833 | 0.0389 | 0.09549 | 204.826 | 80 | 0 | 0
0.73334 | 0 | 0.14442 | 207 | 75.508 | 0 | 0
0.69524 | 0 | 0.18941 | 207 | 69.524 | 0 | 0
0.64731 | 0 | 0.25653 | 207 | 64.731 | 0 | 0
0.59586 | 0 | 0.29032 | 207 | 59.586 | 0 | 0
0.55261 | 0 | 0.30323 | 207 | 55.261 | 0 | 0
0.52038 | 0 | 0.27585 | 207 | 52.038 | 0 | 0
0.49786 | 0 | 0.27039 | 207 | 49.786 | 0 | 0
0.4792 | 0 | 0.22295 | 207 | 47.92 | 0 | 0
0.47323 | 0 | 0.19227 | 207 | 47.323 | 0 | 0
0.47661 | 0.002 | 0.18825 | 207 | 47.661 | 0 | 0
0.48055 | 0.1591 | 0.18205 | 207 | 48.055 | 0 | 0
0.51914 | 0.56 | 0.15997 | 207 | 51.914 | 0 | 0
0.56782 | 0.7073 | 0.14438 | 207 | 56.782 | 0 | 0
0.6224 | 0.7551 | 0.19206 | 207 | 62.24 | 0 | 0
0.68081 | 0.778 | 0.18441 | 207 | 68.081 | 0 | 0
0.7265 | 0.7894 | 0.18102 | 207 | 72.65 | 0 | 0
0.7674 | 0.7895 | 0.18557 | 207 | 76.74 | 0 | 0
0.79847 | 0.7828 | 0.17878 | 207 | 79.847 | 0 | 0
0.82395 | 0.7856 | 0.16212 | 204.605 | 80 | 0 | 0
0.84461 | 0.7701 | 0.15443 | 200.144 | 80 | 0 | 0
0.8544 | 0.7293 | 0.17771 | 194.704 | 80 | 0 | 0
0.84909 | 0.5997 | 0.20579 | 189.795 | 80 | 0 | 0
0.83153 | 0.266 | 0.26158 | 186.642 | 80 | 0 | 0
0.79109 | 0.0317 | 0.32333 | 187.533 | 80 | 0 | 0
0.76448 | 0 | 0.37911 | 191.085 | 80 | 0 | 0
0.72606 | 0 | 0.46948 | 198.479 | 80 | 0 | 0
0.67629 | 0 | 0.51133 | 207 | 76.15 | 0 | 0
0.62701 | 0 | 0.52663 | 207 | 62.701 | 0 | 0
0.58534 | 0 | 0.54529 | 207 | 58.534 | 0 | 0
0.55125 | 0 | 0.51427 | 207 | 55.125 | 0 | 0
0.52633 | 0 | 0.45074 | 207 | 52.633 | 0 | 0
0.50894 | 0 | 0.41592 | 207 | 50.894 | 0 | 0
0.50127 | 0 | 0.3873 | 207 | 50.127 | 0 | 0
0.49991 | 0.0016 | 0.39942 | 207 | 49.991 | 0 | 0
0.49536 | 0.1396 | 0.40703 | 207 | 49.536 | 0 | 0
0.52955 | 0.5626 | 0.36423 | 207 | 52.955 | 0 | 0
0.58529 | 0.7187 | 0.31249 | 207 | 58.529 | 0 | 0
0.64383 | 0.7545 | 0.31261 | 207 | 64.383 | 0 | 0
0.70457 | 0.7447 | 0.29967 | 207 | 70.457 | 0 | 0
0.75709 | 0.7521 | 0.37328 | 207 | 75.709 | 0 | 0
0.79484 | 0.7265 | 0.42556 | 207 | 79.484 | 0 | 0
0.77265 | 0.7193 | 0.46299 | 207 | 77.265 | 0 | 0
0.7796 | 0.6593 | 0.47945 | 207 | 77.96 | 0 | 0
0.79413 | 0.6143 | 0.4787 | 207 | 79.413 | 0 | 0
0.79563 | 0.4896 | 0.53135 | 207 | 79.563 | 0 | 0
0.79103 | 0.3351 | 0.5878 | 207 | 79.103 | 0 | 0
0.76756 | 0.192 | 0.63706 | 207 | 76.756 | 0 | 0
0.7382 | 0.0236 | 0.62932 | 207 | 73.82 | 0 | 0
0.71797 | 0 | 0.63916 | 207 | 71.797 | 0 | 0
0.68758 | 0 | 0.64884 | 207 | 68.758 | 0 | 0
0.6384 | 0 | 0.60261 | 207 | 63.84 | 0 | 0
0.59016 | 0 | 0.58288 | 207 | 59.016 | 0 | 0
0.55734 | 0 | 0.55227 | 207 | 55.734 | 0 | 0
0.53259 | 0 | 0.48999 | 207 | 53.259 | 0 | 0
0.51419 | 0 | 0.48027 | 207 | 51.419 | 0 | 0
0.50777 | 0 | 0.4873 | 207 | 50.777 | 0 | 0
0.51032 | 0 | 0.46811 | 207 | 51.032 | 0 | 0
0.52898 | 0.0011 | 0.45397 | 207 | 52.898 | 0 | 0
0.54237 | 0.0211 | 0.41543 | 207 | 54.237 | 0 | 0
0.56246 | 0.0777 | 0.38553 | 207 | 56.246 | 0 | 0
0.58766 | 0.1392 | 0.3866 | 207 | 58.766 | 0 | 0
0.62327 | 0.1977 | 0.37779 | 207 | 62.327 | 0 | 0
0.65391 | 0.2954 | 0.33085 | 207 | 65.391 | 0 | 0
0.68006 | 0.3754 | 0.30165 | 207 | 68.006 | 0 | 0
0.70187 | 0.3391 | 0.25025 | 207 | 70.187 | 0 | 0
0.72623 | 0.3508 | 0.23176 | 207 | 72.623 | 0 | 0
0.74381 | 0.3552 | 0.1988 | 207 | 74.381 | 0 | 0
0.75542 | 0.3972 | 0.16195 | 207 | 75.542 | 0 | 0
0.7538 | 0.2861 | 0.13362 | 207 | 75.38 | 0 | 0
0.73747 | 0.2335 | 0.11646 | 207 | 73.747 | 0 | 0
0.71036 | 0.1095 | 0.10236 | 207 | 71.036 | 0 | 0
0.68368 | 0.0129 | 0.08511 | 207 | 68.368 | 0 | 0
0.67347 | 0 | 0.09007 | 207 | 67.347 | 0 | 0
0.64063 | 0 | 0.09657 | 207 | 64.063 | 0 | 0
0.59473 | 0 | 0.11931 | 207 | 59.473 | 0 | 0
0.54416 | 0 | 0.14152 | 207 | 54.416 | 0 | 0
0.50828 | 0 | 0.14094 | 207 | 50.828 | 0 | 0
0.48545 | 0 | 0.13697 | 207 | 48.545 | 0 | 0
0.46963 | 0 | 0.13978 | 207 | 46.963 | 0 | 0
0.46189 | 0 | 0.13813 | 207 | 46.189 | 0 | 0
0.4686 | 0 | 0.13528 | 207 | 46.86 | 0 | 0
0.49087 | 0.0006 | 0.14628 | 207 | 49.087 | 0 | 0
0.50921 | 0.0343 | 0.16381 | 207 | 50.921 | 0 | 0
0.52669 | 0.1805 | 0.15256 | 207 | 52.669 | 0 | 0
0.54473 | 0.3357 | 0.15687 | 207 | 54.473 | 0 | 0
0.57211 | 0.3775 | 0.18019 | 207 | 57.211 | 0 | 0
0.60117 | 0.5284 | 0.17709 | 207 | 60.117 | 0 | 0
0.62783 | 0.6722 | 0.15868 | 207 | 62.783 | 0 | 0
0.65445 | 0.6907 | 0.15819 | 207 | 65.445 | 0 | 0
0.67422 | 0.7298 | 0.16245 | 207 | 67.422 | 0 | 0
0.68515 | 0.744 | 0.17742 | 207 | 68.515 | 0 | 0
0.68902 | 0.7365 | 0.16844 | 207 | 68.902 | 0 | 0
0.68458 | 0.7379 | 0.17812 | 207 | 68.458 | 0 | 0
0.67266 | 0.6677 | 0.20368 | 207 | 67.266 | 0 | 0
0.65265 | 0.3951 | 0.21356 | 207 | 65.265 | 0 | 0
0.63714 | 0.0524 | 0.23916 | 207 | 63.714 | 0 | 0
0.62912 | 0 | 0.30591 | 207 | 62.912 | 0 | 0
0.60347 | 0 | 0.38151 | 207 | 60.347 | 0 | 0
0.55653 | 0 | 0.41481 | 207 | 55.653 | 0 | 0
0.51175 | 0 | 0.41616 | 207 | 51.175 | 0 | 0
0.48113 | 0 | 0.41835 | 207 | 48.113 | 0 | 0
0.46311 | 0 | 0.39727 | 207 | 46.311 | 0 | 0
0.45072 | 0 | 0.39426 | 207 | 45.072 | 0 | 0
0.44708 | 0 | 0.39099 | 207 | 44.708 | 0 | 0
0.45277 | 0 | 0.35813 | 207 | 45.277 | 0 | 0
0.47817 | 0.0005 | 0.30457 | 207 | 47.817 | 0 | 0
0.49667 | 0.1151 | 0.2384 | 207 | 49.667 | 0 | 0
0.51594 | 0.4838 | 0.18855 | 207 | 51.594 | 0 | 0
0.54324 | 0.7155 | 0.2038 | 207 | 54.324 | 0 | 0
0.57877 | 0.7417 | 0.19868 | 207 | 57.877 | 0 | 0
0.61384 | 0.7768 | 0.20777 | 207 | 61.384 | 0 | 0
0.64866 | 0.8064 | 0.25307 | 207 | 64.866 | 0 | 0
0.68176 | 0.8413 | 0.24972 | 207 | 68.176 | 0 | 0
0.71724 | 0.8313 | 0.25646 | 207 | 71.724 | 0 | 0
0.74394 | 0.8447 | 0.24774 | 207 | 74.394 | 0 | 0
0.76933 | 0.8581 | 0.24381 | 207 | 76.933 | 0 | 0
0.77871 | 0.8 | 0.22302 | 207 | 77.871 | 0 | 0
0.77537 | 0.6426 | 0.19723 | 207 | 77.537 | 0 | 0
0.75455 | 0.3295 | 0.16694 | 207 | 75.455 | 0 | 0
0.72048 | 0.0387 | 0.14391 | 207 | 72.048 | 0 | 0
0.69599 | 0 | 0.15536 | 207 | 69.599 | 0 | 0
0.65891 | 0 | 0.19268 | 207 | 65.891 | 0 | 0
0.60424 | 0 | 0.2019 | 207 | 60.424 | 0 | 0
0.55139 | 0 | 0.20397 | 207 | 55.139 | 0 | 0
0.51177 | 0 | 0.20574 | 207 | 51.177 | 0 | 0
0.4847 | 0 | 0.19959 | 207 | 48.47 | 0 | 0
0.46554 | 0 | 0.18454 | 207 | 46.554 | 0 | 0
0.45642 | 0 | 0.16528 | 207 | 45.642 | 0 | 0
0.46275 | 0 | 0.17016 | 207 | 46.275 | 0 | 0
0.48533 | 0.0024 | 0.16954 | 207 | 48.533 | 0 | 0
0.5039 | 0.1563 | 0.18905 | 207 | 50.39 | 0 | 0
0.53426 | 0.5607 | 0.17615 | 207 | 53.426 | 0 | 0
0.5691 | 0.7317 | 0.18934 | 207 | 56.91 | 0 | 0
0.61225 | 0.7847 | 0.25133 | 207 | 61.225 | 0 | 0
0.65564 | 0.7742 | 0.25646 | 207 | 65.564 | 0 | 0
0.69379 | 0.8155 | 0.24212 | 207 | 69.379 | 0 | 0
0.73026 | 0.7941 | 0.22901 | 207 | 73.026 | 0 | 0
0.76235 | 0.7936 | 0.24604 | 207 | 76.235 | 0 | 0
0.78597 | 0.8122 | 0.27849 | 207 | 78.597 | 0 | 0
0.80285 | 0.813 | 0.30519 | 206.715 | 80 | 0 | 0
0.81166 | 0.801 | 0.3497 | 205.549 | 80 | 0 | 0
0.80613 | 0.6439 | 0.39698 | 204.936 | 80 | 0 | 0
0.77995 | 0.2566 | 0.46596 | 206.941 | 80 | 0 | 0
0.73891 | 0.0138 | 0.45964 | 207 | 73.95 | 0 | 0
0.71518 | 0 | 0.5075 | 207 | 71.518 | 0 | 0
0.67493 | 0 | 0.6112 | 207 | 67.493 | 0 | 0
0.62441 | 0 | 0.63286 | 207 | 62.441 | 0 | 0
0.57276 | 0 | 0.62612 | 207 | 57.276 | 0 | 0
0.53431 | 0 | 0.62753 | 207 | 53.431 | 0 | 0
0.50567 | 0 | 0.60384 | 207 | 50.567 | 0 | 0
0.48919 | 0 | 0.61124 | 207 | 48.919 | 0 | 0
0.48172 | 0 | 0.58086 | 207 | 48.172 | 0 | 0
0.48614 | 0 | 0.54515 | 207 | 48.614 | 0 | 0
0.50492 | 0.0008 | 0.51581 | 207 | 50.492 | 0 | 0
0.5197 | 0.0698 | 0.55797 | 207 | 51.97 | 0 | 0
0.54833 | 0.3454 | 0.54086 | 207 | 54.833 | 0 | 0
0.59017 | 0.5453 | 0.57524 | 207 | 59.017 | 0 | 0
0.63413 | 0.5517 | 0.64166 | 207 | 63.413 | 0 | 0
0.67869 | 0.6687 | 0.63145 | 207 | 67.869 | 0 | 0
0.71985 | 0.706 | 0.63881 | 207 | 71.985 | 0 | 0
0.75762 | 0.5185 | 0.62157 | 207 | 75.762 | 0 | 0
0.79013 | 0.6292 | 0.60992 | 207 | 79.013 | 0 | 0
0.8132 | 0.7241 | 0.63757 | 205.68 | 80 | 0 | 0
0.82686 | 0.557 | 0.66154 | 202.994 | 80 | 0 | 0
0.83243 | 0.3379 | 0.68692 | 199.751 | 80 | 0 | 0
0.82117 | 0.2914 | 0.72573 | 197.634 | 80 | 0 | 0
0.79328 | 0.0789 | 0.72656 | 198.306 | 80 | 0 | 0
0.75608 | 0.0121 | 0.70068 | 202.698 | 80 | 0 | 0
0.73507 | 0.0001 | 0.71581 | 207 | 77.809 | 0 | 0
0.70365 | 0 | 0.72416 | 207 | 70.365 | 0 | 0
0.66097 | 0 | 0.72234 | 207 | 66.097 | 0 | 0
0.61791 | 0 | 0.73623 | 207 | 61.791 | 0 | 0
0.58353 | 0 | 0.73139 | 207 | 58.353 | 0 | 0
0.55678 | 0 | 0.72188 | 207 | 55.678 | 0 | 0
0.53966 | 0 | 0.72267 | 207 | 53.966 | 0 | 0
0.52438 | 0 | 0.70333 | 207 | 52.438 | 0 | 0
0.5228 | 0 | 0.70403 | 207 | 52.28 | 0 | 0
0.52782 | 0.0008 | 0.65877 | 207 | 52.782 | 0 | 0
0.5267 | 0.1426 | 0.60851 | 207 | 52.67 | 0 | 0
0.56121 | 0.5346 | 0.57313 | 207 | 56.121 | 0 | 0
0.60767 | 0.7373 | 0.62732 | 207 | 60.767 | 0 | 0
0.65516 | 0.8113 | 0.61695 | 207 | 65.516 | 0 | 0
0.69884 | 0.8478 | 0.55855 | 207 | 69.884 | 0 | 0
0.74114 | 0.8566 | 0.51089 | 207 | 74.114 | 0 | 0
0.77351 | 0.8548 | 0.45332 | 207 | 77.351 | 0 | 0
0.79627 | 0.8297 | 0.44104 | 207 | 79.627 | 0 | 0
0.81369 | 0.7913 | 0.4529 | 205.631 | 80 | 0 | 0
0.82769 | 0.5567 | 0.48717 | 202.862 | 80 | 0 | 0
0.83565 | 0.4246 | 0.55367 | 199.297 | 80 | 0 | 0
0.83252 | 0.5188 | 0.61004 | 196.045 | 80 | 0 | 0
0.80833 | 0.2845 | 0.6272 | 195.212 | 80 | 0 | 0
0.77434 | 0.0388 | 0.64286 | 197.778 | 80 | 0 | 0
0.75546 | 0 | 0.67208 | 202.232 | 80 | 0 | 0
0.72463 | 0 | 0.64303 | 207 | 77.231 | 0 | 0
0.68548 | 0 | 0.60711 | 207 | 68.548 | 0 | 0
0.64444 | 0 | 0.5683 | 207 | 64.444 | 0 | 0
0.60333 | 0 | 0.52052 | 207 | 60.333 | 0 | 0
0.5787 | 0 | 0.50713 | 207 | 57.87 | 0 | 0
0.55078 | 0 | 0.43931 | 207 | 55.078 | 0 | 0
0.52662 | 0 | 0.39252 | 207 | 52.662 | 0 | 0
0.51505 | 0 | 0.3113 | 207 | 51.505 | 0 | 0
0.50913 | 0.0004 | 0.29254 | 207 | 50.913 | 0 | 0
0.50858 | 0.083 | 0.25679 | 207 | 50.858 | 0 | 0
0.52631 | 0.4482 | 0.22058 | 207 | 52.631 | 0 | 0
0.56433 | 0.6151 | 0.25555 | 207 | 56.433 | 0 | 0
0.60021 | 0.7513 | 0.25373 | 207 | 60.021 | 0 | 0
0.63113 | 0.7885 | 0.25179 | 207 | 63.113 | 0 | 0
0.66274 | 0.7376 | 0.23166 | 207 | 66.274 | 0 | 0
0.68281 | 0.7462 | 0.2136 | 207 | 68.281 | 0 | 0
0.69472 | 0.7946 | 0.21843 | 207 | 69.472 | 0 | 0
0.70104 | 0.8093 | 0.19789 | 207 | 70.104 | 0 | 0
0.68462 | 0.7969 | 0.20909 | 207 | 68.462 | 0 | 0
0.67706 | 0.7509 | 0.19388 | 207 | 67.706 | 0 | 0
0.66651 | 0.6493 | 0.22071 | 207 | 66.651 | 0 | 0
0.66039 | 0.3745 | 0.24885 | 207 | 66.039 | 0 | 0
0.64433 | 0.0518 | 0.2517 | 207 | 64.433 | 0 | 0
0.63679 | 0 | 0.29828 | 207 | 63.679 | 0 | 0
0.60852 | 0 | 0.34296 | 207 | 60.852 | 0 | 0
0.56945 | 0 | 0.29919 | 207 | 56.945 | 0 | 0
0.52338 | 0 | 0.28126 | 207 | 52.338 | 0 | 0
0.48553 | 0 | 0.26993 | 207 | 48.553 | 0 | 0
0.46497 | 0 | 0.22906 | 207 | 46.497 | 0 | 0
0.45179 | 0 | 0.20302 | 207 | 45.179 | 0 | 0
0.44652 | 0 | 0.15615 | 207 | 44.652 | 0 | 0
0.45706 | 0 | 0.16053 | 207 | 45.706 | 0 | 0
0.48427 | 0.0009 | 0.11936 | 207 | 48.427 | 0 | 0
0.50286 | 0.0855 | 0.11982 | 207 | 50.286 | 0 | 0
0.52421 | 0.3691 | 0.12614 | 207 | 52.421 | 0 | 0
0.54789 | 0.4928 | 0.11936 | 207 | 54.789 | 0 | 0
0.57226 | 0.6124 | 0.11085 | 207 | 57.226 | 0 | 0
0.60066 | 0.7472 | 0.11473 | 207 | 60.066 | 0 | 0
0.62623 | 0.8287 | 0.10225 | 207 | 62.623 | 0 | 0
0.66001 | 0.7424 | 0.09304 | 207 | 66.001 | 0 | 0
0.70169 | 0.485 | 0.09415 | 207 | 70.169 | 0 | 0
0.73941 | 0.4316 | 0.10453 | 207 | 73.941 | 0 | 0
0.77367 | 0.3406 | 0.1044 | 207 | 77.367 | 0 | 0
0.79151 | 0.3019 | 0.12689 | 207 | 79.151 | 0 | 0
0.79637 | 0.2586 | 0.15334 | 207 | 79.637 | 0 | 0
0.77906 | 0.1099 | 0.19347 | 207 | 77.906 | 0 | 0
0.74598 | 0.0177 | 0.24009 | 207 | 74.598 | 0 | 0
0.72666 | 0 | 0.29023 | 207 | 72.666 | 0 | 0
0.68773 | 0 | 0.28431 | 207 | 68.773 | 0 | 0
0.63281 | 0 | 0.28431 | 207 | 63.281 | 0 | 0
0.58294 | 0 | 0.30957 | 207 | 58.294 | 0 | 0
0.54056 | 0 | 0.31548 | 207 | 54.056 | 0 | 0
0.5138 | 0 | 0.33937 | 207 | 51.38 | 0 | 0
0.49535 | 0 | 0.28456 | 207 | 49.535 | 0 | 0
0.48663 | 0 | 0.2944 | 207 | 48.663 | 0 | 0
0.49189 | 0 | 0.30114 | 207 | 49.189 | 0 | 0
0.51342 | 0.0012 | 0.2906 | 207 | 51.342 | 0 | 0
0.53443 | 0.1253 | 0.29436 | 207 | 53.443 | 0 | 0
0.56405 | 0.4082 | 0.23406 | 207 | 56.405 | 0 | 0
0.60061 | 0.7188 | 0.21261 | 207 | 60.061 | 0 | 0
0.64277 | 0.8025 | 0.2205 | 207 | 64.277 | 0 | 0
0.68772 | 0.8178 | 0.24662 | 207 | 68.772 | 0 | 0
0.72984 | 0.8459 | 0.27055 | 207 | 72.984 | 0 | 0
0.77213 | 0.8428 | 0.28386 | 207 | 77.213 | 0 | 0
0.80874 | 0.5712 | 0.29217 | 206.126 | 80 | 0 | 0
0.8384 | 0.35 | 0.26667 | 202.286 | 80 | 0 | 0
0.86342 | 0.2932 | 0.22327 | 195.944 | 80 | 0 | 0
0.87199 | 0.2661 | 0.23877 | 188.745 | 80 | 0 | 0
0.86809 | 0.3218 | 0.27539 | 181.936 | 80 | 0 | 0
0.84837 | 0.2732 | 0.33056 | 177.099 | 80 | 0 | 0
0.8115 | 0.049 | 0.37359 | 175.949 | 80 | 0 | 0
0.7921 | 0 | 0.42897 | 176.739 | 80 | 0 | 0
0.75051 | 0 | 0.45836 | 181.688 | 80 | 0 | 0
0.69328 | 0 | 0.42881 | 192.36 | 80 | 0 | 0
0.64102 | 0 | 0.40446 | 207 | 78.742 | 0 | 0
0.59717 | 0 | 0.43802 | 207 | 59.717 | 0 | 0
0.56769 | 0 | 0.3411 | 207 | 56.769 | 0 | 0
0.5477 | 0 | 0.22914 | 207 | 54.77 | 0 | 0
0.53371 | 0 | 0.22434 | 207 | 53.371 | 0 | 0
0.53367 | 0 | 0.27981 | 207 | 53.367 | 0 | 0
0.55294 | 0.0007 | 0.3273 | 207 | 55.294 | 0 | 0
0.56517 | 0.1396 | 0.28423 | 207 | 56.517 | 0 | 0
0.59302 | 0.5318 | 0.27783 | 207 | 59.302 | 0 | 0
0.63243 | 0.7411 | 0.25237 | 207 | 63.243 | 0 | 0
0.68181 | 0.8056 | 0.25559 | 207 | 68.181 | 0 | 0
0.73364 | 0.8308 | 0.2415 | 207 | 73.364 | 0 | 0
0.78514 | 0.8365 | 0.21029 | 207 | 78.514 | 0 | 0
0.83465 | 0.8265 | 0.16665 | 203.535 | 80 | 0 | 0
0.87396 | 0.7987 | 0.16193 | 196.139 | 80 | 0 | 0
0.89744 | 0.7653 | 0.16743 | 186.395 | 80 | 0 | 0
0.91072 | 0.7491 | 0.18227 | 175.323 | 80 | 0 | 0
0.91413 | 0.6567 | 0.20455 | 163.91 | 80 | 0 | 0
0.91083 | 0.4026 | 0.23207 | 152.827 | 80 | 0 | 0
0.88852 | 0.2207 | 0.22996 | 143.975 | 80 | 0 | 0
0.84806 | 0.0374 | 0.23306 | 139.169 | 80 | 0 | 0
0.82679 | 0 | 0.267 | 136.49 | 80 | 0 | 0
0.78494 | 0 | 0.31205 | 137.996 | 80 | 0 | 0
0.72164 | 0 | 0.3676 | 145.832 | 80 | 0 | 0
0.66101 | 0 | 0.39335 | 159.731 | 80 | 0 | 0
0.61452 | 0 | 0.40794 | 178.279 | 80 | 0 | 0
0.5822 | 0 | 0.45071 | 200.059 | 80 | 0 | 0
0.55822 | 0 | 0.46229 | 207 | 62.763 | 0 | 0
0.54684 | 0 | 0.45778 | 207 | 54.684 | 0 | 0
0.54901 | 0 | 0.45943 | 207 | 54.901 | 0 | 0
0.56978 | 0.0009 | 0.47803 | 207 | 56.978 | 0 | 0
0.58785 | 0.1501 | 0.48031 | 207 | 58.785 | 0 | 0
0.61038 | 0.5459 | 0.41372 | 207 | 61.038 | 0 | 0
0.64893 | 0.7259 | 0.36305 | 207 | 64.893 | 0 | 0
0.69597 | 0.7815 | 0.33705 | 207 | 69.597 | 0 | 0
0.7441 | 0.8138 | 0.32622 | 207 | 74.41 | 0 | 0
0.79218 | 0.8311 | 0.32478 | 207 | 79.218 | 0 | 0
0.83926 | 0.8332 | 0.3311 | 203.074 | 80 | 0 | 0
0.87898 | 0.8229 | 0.35445 | 195.176 | 80 | 0 | 0
0.90459 | 0.8123 | 0.35573 | 184.717 | 80 | 0 | 0
0.90868 | 0.7279 | 0.38843 | 173.849 | 80 | 0 | 0
0.9113 | 0.6711 | 0.4174 | 162.719 | 80 | 0 | 0
0.91067 | 0.5816 | 0.44236 | 151.652 | 80 | 0 | 0
0.89162 | 0.34 | 0.47101 | 142.49 | 80 | 0 | 0
0.85892 | 0.0444 | 0.50998 | 136.598 | 80 | 0 | 0
0.83859 | 0 | 0.6007 | 132.739 | 80 | 0 | 0
0.8075 | 0 | 0.69068 | 131.989 | 80 | 0 | 0
0.75329 | 0 | 0.69209 | 136.66 | 80 | 0 | 0
0.70002 | 0 | 0.68134 | 146.658 | 80 | 0 | 0
0.65532 | 0 | 0.65976 | 161.126 | 80 | 0 | 0
0.62708 | 0 | 0.67812 | 178.418 | 80 | 0 | 0
0.60839 | 0 | 0.67865 | 197.579 | 80 | 0 | 0
0.59958 | 0 | 0.68713 | 207 | 69.379 | 0 | 0
0.60077 | 0 | 0.67973 | 207 | 60.077 | 0 | 0
0.62356 | 0.0006 | 0.68022 | 207 | 62.356 | 0 | 0
0.63305 | 0.111 | 0.65245 | 207 | 63.305 | 0 | 0
0.6561 | 0.4449 | 0.61161 | 207 | 65.61 | 0 | 0
0.69004 | 0.6697 | 0.63488 | 207 | 69.004 | 0 | 0
0.73636 | 0.7507 | 0.64712 | 207 | 73.636 | 0 | 0
0.78341 | 0.7841 | 0.63348 | 207 | 78.341 | 0 | 0
0.82033 | 0.8147 | 0.60169 | 204.967 | 80 | 0 | 0
0.85448 | 0.8194 | 0.57301 | 199.519 | 80 | 0 | 0
0.88468 | 0.7469 | 0.56954 | 191.051 | 80 | 0 | 0
0.90309 | 0.604 | 0.60616 | 180.742 | 80 | 0 | 0
0.90688 | 0.6272 | 0.65232 | 170.054 | 80 | 0 | 0
0.90623 | 0.5295 | 0.68374 | 159.431 | 80 | 0 | 0
0.89925 | 0.4116 | 0.67812 | 149.506 | 80 | 0 | 0
0.87313 | 0.1241 | 0.68374 | 142.193 | 80 | 0 | 0
0.83326 | 0.0243 | 0.70043 | 138.867 | 80 | 0 | 0
0.81692 | 0.0004 | 0.73445 | 137.175 | 80 | 0 | 0
0.78389 | 0 | 0.69465 | 138.786 | 80 | 0 | 0
0.74069 | 0 | 0.67679 | 144.717 | 80 | 0 | 0
0.69429 | 0 | 0.68076 | 155.288 | 80 | 0 | 0
0.65391 | 0 | 0.68436 | 169.897 | 80 | 0 | 0
0.62521 | 0 | 0.62831 | 187.376 | 80 | 0 | 0
0.59972 | 0 | 0.59202 | 207 | 79.596 | 0 | 0
0.58438 | 0 | 0.55168 | 207 | 58.438 | 0 | 0
0.57312 | 0 | 0.50581 | 207 | 57.312 | 0 | 0
0.57493 | 0.0004 | 0.47307 | 207 | 57.493 | 0 | 0
0.57328 | 0.0541 | 0.50729 | 207 | 57.328 | 0 | 0
0.59797 | 0.4151 | 0.55561 | 207 | 59.797 | 0 | 0
0.6431 | 0.6343 | 0.58529 | 207 | 64.31 | 0 | 0
0.68497 | 0.6833 | 0.62265 | 207 | 68.497 | 0 | 0
0.72925 | 0.693 | 0.60715 | 207 | 72.925 | 0 | 0
0.76468 | 0.7569 | 0.58624 | 207 | 76.468 | 0 | 0
0.79108 | 0.7658 | 0.53197 | 207 | 79.108 | 0 | 0
0.80821 | 0.7724 | 0.49196 | 206.179 | 80 | 0 | 0
0.81064 | 0.7756 | 0.47902 | 205.115 | 80 | 0 | 0
0.80624 | 0.7535 | 0.48551 | 204.491 | 80 | 0 | 0
0.80655 | 0.6284 | 0.52693 | 203.836 | 80 | 0 | 0
0.80553 | 0.5079 | 0.59252 | 203.283 | 80 | 0 | 0
0.79159 | 0.2358 | 0.65898 | 204.124 | 80 | 0 | 0
0.76755 | 0.0217 | 0.66555 | 207 | 79.631 | 0 | 0
0.75907 | 0 | 0.67344 | 207 | 75.907 | 0 | 0
0.73864 | 0 | 0.73416 | 207 | 73.864 | 0 | 0
0.70329 | 0 | 0.74553 | 207 | 70.329 | 0 | 0
0.66605 | 0 | 0.74639 | 207 | 66.605 | 0 | 0
0.63641 | 0 | 0.73614 | 207 | 63.641 | 0 | 0
0.61385 | 0 | 0.70386 | 207 | 61.385 | 0 | 0
0.59594 | 0 | 0.68878 | 207 | 59.594 | 0 | 0
0.58506 | 0 | 0.69266 | 207 | 58.506 | 0 | 0
0.58045 | 0 | 0.69118 | 207 | 58.045 | 0 | 0
0.57731 | 0.0004 | 0.66361 | 207 | 57.731 | 0 | 0
0.57158 | 0.0937 | 0.60269 | 207 | 57.158 | 0 | 0
0.59451 | 0.448 | 0.55813 | 207 | 59.451 | 0 | 0
0.63667 | 0.6275 | 0.59814 | 207 | 63.667 | 0 | 0
0.67863 | 0.7196 | 0.56284 | 207 | 67.863 | 0 | 0
0.71001 | 0.7504 | 0.4758 | 207 | 71.001 | 0 | 0
0.7433 | 0.7624 | 0.41467 | 207 | 74.33 | 0 | 0
0.77215 | 0.7997 | 0.35268 | 207 | 77.215 | 0 | 0
0.79827 | 0.807 | 0.28832 | 207 | 79.827 | 0 | 0
0.81522 | 0.7878 | 0.27927 | 205.478 | 80 | 0 | 0
0.83266 | 0.764 | 0.29093 | 202.212 | 80 | 0 | 0
0.84745 | 0.6932 | 0.30362 | 197.467 | 80 | 0 | 0
0.85077 | 0.5905 | 0.41128 | 192.39 | 80 | 0 | 0
0.8289 | 0.3735 | 0.38648 | 189.5 | 80 | 0 | 0
0.79807 | 0.0586 | 0.33949 | 189.693 | 80 | 0 | 0
0.77152 | 0 | 0.32775 | 192.541 | 80 | 0 | 0
0.71963 | 0 | 0.35363 | 200.578 | 80 | 0 | 0
0.67576 | 0 | 0.37871 | 207 | 73.998 | 0 | 0
0.62749 | 0 | 0.37144 | 207 | 62.749 | 0 | 0
0.58977 | 0 | 0.36813 | 207 | 58.977 | 0 | 0
0.56543 | 0 | 0.31118 | 207 | 56.543 | 0 | 0
0.54959 | 0 | 0.30779 | 207 | 54.959 | 0 | 0
0.53968 | 0 | 0.28369 | 207 | 53.968 | 0 | 0
0.54127 | 0 | 0.26348 | 207 | 54.127 | 0 | 0
0.54441 | 0.0005 | 0.26142 | 207 | 54.441 | 0 | 0
0.55513 | 0.1186 | 0.25724 | 207 | 55.513 | 0 | 0
0.56716 | 0.4882 | 0.23104 | 207 | 56.716 | 0 | 0
0.58108 | 0.6523 | 0.21905 | 207 | 58.108 | 0 | 0
0.60403 | 0.7278 | 0.21339 | 207 | 60.403 | 0 | 0
0.62523 | 0.7493 | 0.18413 | 207 | 62.523 | 0 | 0
0.65305 | 0.7629 | 0.1814 | 207 | 65.305 | 0 | 0
0.67779 | 0.7614 | 0.17669 | 207 | 67.779 | 0 | 0
0.70411 | 0.7446 | 0.18987 | 207 | 70.411 | 0 | 0
0.71648 | 0.7239 | 0.20657 | 207 | 71.648 | 0 | 0
0.72941 | 0.7219 | 0.23368 | 207 | 72.941 | 0 | 0
0.73793 | 0.6579 | 0.31469 | 207 | 73.793 | 0 | 0
0.73833 | 0.5859 | 0.37855 | 207 | 73.833 | 0 | 0
0.7159 | 0.3592 | 0.43079 | 207 | 71.59 | 0 | 0
0.68565 | 0.0475 | 0.45778 | 207 | 68.565 | 0 | 0
0.6738 | 0 | 0.52131 | 207 | 67.38 | 0 | 0
0.64528 | 0 | 0.57942 | 207 | 64.528 | 0 | 0
0.59827 | 0 | 0.6119 | 207 | 59.827 | 0 | 0
0.5509 | 0 | 0.48378 | 207 | 55.09 | 0 | 0
0.51521 | 0 | 0.49064 | 207 | 51.521 | 0 | 0
0.4939 | 0 | 0.45501 | 207 | 49.39 | 0 | 0
0.48086 | 0 | 0.4274 | 207 | 48.086 | 0 | 0
0.47705 | 0 | 0.35821 | 207 | 47.705 | 0 | 0
0.48538 | 0 | 0.33085 | 207 | 48.538 | 0 | 0
0.51097 | 0.0009 | 0.35032 | 207 | 51.097 | 0 | 0
0.529 | 0.0986 | 0.3094 | 207 | 52.9 | 0 | 0
0.54947 | 0.478 | 0.26092 | 207 | 54.947 | 0 | 0
0.57682 | 0.7051 | 0.22195 | 207 | 57.682 | 0 | 0
0.61024 | 0.8015 | 0.21331 | 207 | 61.024 | 0 | 0
0.64884 | 0.8256 | 0.12895 | 207 | 64.884 | 0 | 0
0.68919 | 0.8206 | 0.09981 | 207 | 68.919 | 0 | 0
0.72162 | 0.8127 | 0.1018 | 207 | 72.162 | 0 | 0
0.74931 | 0.7789 | 0.14974 | 207 | 74.931 | 0 | 0
0.77223 | 0.6643 | 0.19616 | 207 | 77.223 | 0 | 0
0.7849 | 0.4838 | 0.23505 | 207 | 78.49 | 0 | 0
0.78223 | 0.5181 | 0.29986 | 207 | 78.223 | 0 | 0
0.76974 | 0.4314 | 0.39843 | 207 | 76.974 | 0 | 0
0.74733 | 0.2001 | 0.47522 | 207 | 74.733 | 0 | 0
0.71463 | 0.047 | 0.49324 | 207 | 71.463 | 0 | 0
0.69586 | 0 | 0.45187 | 207 | 69.586 | 0 | 0
0.66673 | 0 | 0.46567 | 207 | 66.673 | 0 | 0
0.61681 | 0 | 0.45935 | 207 | 61.681 | 0 | 0
0.56843 | 0 | 0.45766 | 207 | 56.843 | 0 | 0
0.53383 | 0 | 0.4615 | 207 | 53.383 | 0 | 0
0.50912 | 0 | 0.42968 | 207 | 50.912 | 0 | 0
0.49286 | 0 | 0.43902 | 207 | 49.286 | 0 | 0
0.48587 | 0 | 0.45534 | 207 | 48.587 | 0 | 0
0.4962 | 0 | 0.43964 | 207 | 49.62 | 0 | 0
0.52185 | 0.001 | 0.40335 | 207 | 52.185 | 0 | 0
0.54256 | 0.0832 | 0.3533 | 207 | 54.256 | 0 | 0
0.5655 | 0.3337 | 0.25038 | 207 | 56.55 | 0 | 0
0.59653 | 0.4663 | 0.27956 | 207 | 59.653 | 0 | 0
0.63644 | 0.6337 | 0.28981 | 207 | 63.644 | 0 | 0
0.67908 | 0.7578 | 0.31895 | 207 | 67.908 | 0 | 0
0.72573 | 0.8247 | 0.37814 | 207 | 72.573 | 0 | 0
0.76139 | 0.816 | 0.4136 | 207 | 76.139 | 0 | 0
0.78137 | 0.8042 | 0.41587 | 207 | 78.137 | 0 | 0
0.79731 | 0.799 | 0.42968 | 207 | 79.731 | 0 | 0
0.81048 | 0.7953 | 0.41471 | 205.952 | 80 | 0 | 0
0.80658 | 0.7452 | 0.41922 | 205.294 | 80 | 0 | 0
0.79378 | 0.6062 | 0.43228 | 205.916 | 80 | 0 | 0
0.77351 | 0.3686 | 0.42736 | 207 | 78.435 | 0 | 0
0.74407 | 0.0364 | 0.41389 | 207 | 74.407 | 0 | 0
0.72437 | 0 | 0.37181 | 207 | 72.437 | 0 | 0
0.69222 | 0 | 0.44451 | 207 | 69.222 | 0 | 0
0.64087 | 0 | 0.45724 | 207 | 64.087 | 0 | 0
0.59275 | 0 | 0.50333 | 207 | 59.275 | 0 | 0
0.55383 | 0 | 0.5192 | 207 | 55.383 | 0 | 0
0.52937 | 0 | 0.48246 | 207 | 52.937 | 0 | 0
0.51322 | 0 | 0.4477 | 207 | 51.322 | 0 | 0
0.50641 | 0 | 0.3838 | 207 | 50.641 | 0 | 0
0.51686 | 0 | 0.34892 | 207 | 51.686 | 0 | 0
0.54256 | 0.0007 | 0.34458 | 207 | 54.256 | 0 | 0
0.5637 | 0.0744 | 0.31924 | 207 | 56.37 | 0 | 0
0.58793 | 0.2157 | 0.29109 | 207 | 58.793 | 0 | 0
0.62115 | 0.3988 | 0.36309 | 207 | 62.115 | 0 | 0
0.66453 | 0.5386 | 0.40079 | 207 | 66.453 | 0 | 0
0.71185 | 0.6534 | 0.3483 | 207 | 71.185 | 0 | 0
0.75546 | 0.7244 | 0.28274 | 207 | 75.546 | 0 | 0
0.78813 | 0.7206 | 0.30312 | 207 | 78.813 | 0 | 0
0.80364 | 0.7392 | 0.33474 | 206.636 | 80 | 0 | 0
0.81001 | 0.7365 | 0.33118 | 205.635 | 80 | 0 | 0
0.81075 | 0.752 | 0.33222 | 204.56 | 80 | 0 | 0
0.81253 | 0.7133 | 0.33771 | 203.307 | 80 | 0 | 0
0.79621 | 0.564 | 0.34024 | 203.686 | 80 | 0 | 0
0.77404 | 0.322 | 0.38475 | 206.282 | 80 | 0 | 0
0.74481 | 0.031 | 0.38942 | 207 | 75.199 | 0 | 0
0.73278 | 0 | 0.41852 | 207 | 73.278 | 0 | 0
0.69677 | 0 | 0.44546 | 207 | 69.677 | 0 | 0
0.64476 | 0 | 0.43745 | 207 | 64.476 | 0 | 0
0.59473 | 0 | 0.42567 | 207 | 59.473 | 0 | 0
0.55606 | 0 | 0.41715 | 207 | 55.606 | 0 | 0
0.53204 | 0 | 0.42711 | 207 | 53.204 | 0 | 0
0.5142 | 0 | 0.41124 | 207 | 51.42 | 0 | 0
0.50626 | 0 | 0.40058 | 207 | 50.626 | 0 | 0
0.50996 | 0 | 0.39273 | 207 | 50.996 | 0 | 0
0.53094 | 0.0007 | 0.38066 | 207 | 53.094 | 0 | 0
0.5461 | 0.0695 | 0.33614 | 207 | 54.61 | 0 | 0
0.57406 | 0.3966 | 0.27936 | 207 | 57.406 | 0 | 0
0.61672 | 0.5996 | 0.34693 | 207 | 61.672 | 0 | 0
0.66546 | 0.7636 | 0.33168 | 207 | 66.546 | 0 | 0
0.71652 | 0.8211 | 0.2956 | 207 | 71.652 | 0 | 0
0.75949 | 0.8344 | 0.24315 | 207 | 75.949 | 0 | 0
0.8065 | 0.828 | 0.22455 | 206.35 | 80 | 0 | 0
0.83749 | 0.8195 | 0.22162 | 202.601 | 80 | 0 | 0
0.85851 | 0.812 | 0.20752 | 196.75 | 80 | 0 | 0
0.8626 | 0.7965 | 0.22699 | 190.49 | 80 | 0 | 0
0.85358 | 0.7658 | 0.24083 | 185.132 | 80 | 0 | 0
0.83535 | 0.6607 | 0.25212 | 181.597 | 80 | 0 | 0
0.80801 | 0.3806 | 0.26005 | 180.796 | 80 | 0 | 0
0.76708 | 0.0509 | 0.26993 | 184.088 | 80 | 0 | 0
0.74195 | 0 | 0.32379 | 189.893 | 80 | 0 | 0
0.70489 | 0 | 0.42372 | 199.404 | 80 | 0 | 0
0.66092 | 0 | 0.4727 | 207 | 73.688 | 0 | 0
0.61311 | 0 | 0.46162 | 207 | 61.311 | 0 | 0
0.57281 | 0 | 0.44336 | 207 | 57.281 | 0 | 0
0.54268 | 0 | 0.4174 | 207 | 54.268 | 0 | 0
0.52154 | 0 | 0.41538 | 207 | 52.154 | 0 | 0
0.50831 | 0 | 0.39182 | 207 | 50.831 | 0 | 0
0.50148 | 0 | 0.35809 | 207 | 50.148 | 0 | 0
0.50685 | 0.0006 | 0.3292 | 207 | 50.685 | 0 | 0
0.50524 | 0.1338 | 0.29969 | 207 | 50.524 | 0 | 0
0.53707 | 0.5412 | 0.22112 | 207 | 53.707 | 0 | 0
0.58662 | 0.7553 | 0.17954 | 207 | 58.662 | 0 | 0
0.64245 | 0.8205 | 0.16503 | 207 | 64.245 | 0 | 0
0.6956 | 0.8529 | 0.10787 | 207 | 69.56 | 0 | 0
0.74139 | 0.8546 | 0.05059 | 207 | 74.139 | 0 | 0
0.78208 | 0.837 | 0.05737 | 207 | 78.208 | 0 | 0
0.79649 | 0.8257 | 0.06931 | 207 | 79.649 | 0 | 0
0.79613 | 0.8144 | 0.09113 | 207 | 79.613 | 0 | 0
0.7985 | 0.8081 | 0.09518 | 207 | 79.85 | 0 | 0
0.79979 | 0.7853 | 0.10791 | 207 | 79.979 | 0 | 0
0.78229 | 0.6855 | 0.11721 | 207 | 78.229 | 0 | 0
0.74032 | 0.4068 | 0.11833 | 207 | 74.032 | 0 | 0
0.70113 | 0.0606 | 0.14036 | 207 | 70.113 | 0 | 0
0.67855 | 0 | 0.19326 | 207 | 67.855 | 0 | 0
0.64583 | 0 | 0.26377 | 207 | 64.583 | 0 | 0
0.60611 | 0 | 0.3421 | 207 | 60.611 | 0 | 0
0.56534 | 0 | 0.36842 | 207 | 56.534 | 0 | 0
0.53214 | 0 | 0.37905 | 207 | 53.214 | 0 | 0
0.50611 | 0 | 0.38566 | 207 | 50.611 | 0 | 0
0.48534 | 0 | 0.35454 | 207 | 48.534 | 0 | 0
0.47055 | 0 | 0.33052 | 207 | 47.055 | 0 | 0
0.46059 | 0 | 0.27183 | 207 | 46.059 | 0 | 0
0.46337 | 0.0007 | 0.22286 | 207 | 46.337 | 0 | 0
0.46341 | 0.1174 | 0.21885 | 207 | 46.341 | 0 | 0
0.48247 | 0.4837 | 0.17946 | 207 | 48.247 | 0 | 0
0.51668 | 0.6752 | 0.11304 | 207 | 51.668 | 0 | 0
0.55152 | 0.7423 | 0.11548 | 207 | 55.152 | 0 | 0
0.58503 | 0.7822 | 0.0858 | 207 | 58.503 | 0 | 0
0.62599 | 0.8111 | 0.07138 | 207 | 62.599 | 0 | 0
0.66337 | 0.7911 | 0.0722 | 207 | 66.337 | 0 | 0
0.69008 | 0.7996 | 0.07386 | 207 | 69.008 | 0 | 0
0.71621 | 0.7467 | 0.0989 | 207 | 71.621 | 0 | 0
0.73609 | 0.6566 | 0.13995 | 207 | 73.609 | 0 | 0
0.74956 | 0.4905 | 0.20711 | 207 | 74.956 | 0 | 0
0.74939 | 0.3059 | 0.23017 | 207 | 74.939 | 0 | 0
0.73553 | 0.1215 | 0.27915 | 207 | 73.553 | 0 | 0
0.71016 | 0.0316 | 0.32594 | 207 | 71.016 | 0 | 0
0.69582 | 0.0002 | 0.35284 | 207 | 69.582 | 0 | 0
0.66744 | 0 | 0.39454 | 207 | 66.744 | 0 | 0
0.62025 | 0 | 0.42033 | 207 | 62.025 | 0 | 0
0.57409 | 0 | 0.4336 | 207 | 57.409 | 0 | 0
0.53699 | 0 | 0.42224 | 207 | 53.699 | 0 | 0
0.51474 | 0 | 0.39054 | 207 | 51.474 | 0 | 0
0.49535 | 0 | 0.3769 | 207 | 49.535 | 0 | 0
0.49105 | 0 | 0.37421 | 207 | 49.105 | 0 | 0
0.49775 | 0 | 0.35392 | 207 | 49.775 | 0 | 0
0.52165 | 0.0006 | 0.33643 | 207 | 52.165 | 0 | 0
0.53694 | 0.118 | 0.31407 | 207 | 53.694 | 0 | 0
0.56702 | 0.5224 | 0.24646 | 207 | 56.702 | 0 | 0
0.60949 | 0.746 | 0.24621 | 207 | 60.949 | 0 | 0
0.65733 | 0.8136 | 0.25505 | 207 | 65.733 | 0 | 0
0.70709 | 0.8441 | 0.20083 | 207 | 70.709 | 0 | 0
0.7527 | 0.8614 | 0.16987 | 207 | 75.27 | 0 | 0
0.78994 | 0.8485 | 0.16714 | 207 | 78.994 | 0 | 0
0.81783 | 0.8357 | 0.20364 | 205.217 | 80 | 0 | 0
0.83833 | 0.8286 | 0.23302 | 201.384 | 80 | 0 | 0
0.85125 | 0.8007 | 0.26712 | 196.259 | 80 | 0 | 0
0.85404 | 0.7477 | 0.31011 | 190.855 | 80 | 0 | 0
0.83951 | 0.6841 | 0.38611 | 186.904 | 80 | 0 | 0
0.80954 | 0.3941 | 0.47692 | 185.95 | 80 | 0 | 0
0.77178 | 0.0566 | 0.52647 | 188.772 | 80 | 0 | 0
0.75376 | 0 | 0.5347 | 193.396 | 80 | 0 | 0
0.7197 | 0 | 0.56437 | 201.426 | 80 | 0 | 0
0.66779 | 0 | 0.59591 | 207 | 72.353 | 0 | 0
0.6159 | 0 | 0.60045 | 207 | 61.59 | 0 | 0
0.57696 | 0 | 0.57595 | 207 | 57.696 | 0 | 0
0.55057 | 0 | 0.5242 | 207 | 55.057 | 0 | 0
0.5355 | 0 | 0.50312 | 207 | 53.55 | 0 | 0
0.52693 | 0 | 0.4293 | 207 | 52.693 | 0 | 0
0.52967 | 0 | 0.43373 | 207 | 52.967 | 0 | 0
0.55213 | 0.0008 | 0.42546 | 207 | 55.213 | 0 | 0
0.56507 | 0.071 | 0.39934 | 207 | 56.507 | 0 | 0
0.58988 | 0.3014 | 0.33379 | 207 | 58.988 | 0 | 0
0.63219 | 0.5547 | 0.3523 | 207 | 63.219 | 0 | 0
0.67891 | 0.6201 | 0.33151 | 207 | 67.891 | 0 | 0
0.72904 | 0.6754 | 0.26088 | 207 | 72.904 | 0 | 0
0.76868 | 0.7152 | 0.2086 | 207 | 76.868 | 0 | 0
0.79273 | 0.7368 | 0.16739 | 207 | 79.273 | 0 | 0
0.81339 | 0.6448 | 0.19297 | 205.661 | 80 | 0 | 0
0.82736 | 0.4693 | 0.20918 | 202.925 | 80 | 0 | 0
0.83469 | 0.6021 | 0.23931 | 199.456 | 80 | 0 | 0
0.83864 | 0.6756 | 0.26067 | 195.592 | 80 | 0 | 0
0.82449 | 0.6595 | 0.28407 | 193.143 | 80 | 0 | 0
0.79763 | 0.3599 | 0.33114 | 193.38 | 80 | 0 | 0
0.76379 | 0.0485 | 0.41352 | 197.001 | 80 | 0 | 0
0.74362 | 0 | 0.44154 | 202.639 | 80 | 0 | 0
0.70564 | 0 | 0.46886 | 207 | 74.925 | 0 | 0
0.65296 | 0 | 0.54358 | 207 | 65.296 | 0 | 0
0.60153 | 0 | 0.55292 | 207 | 60.153 | 0 | 0
0.56674 | 0 | 0.59306 | 207 | 56.674 | 0 | 0
0.54142 | 0 | 0.59983 | 207 | 54.142 | 0 | 0
0.52234 | 0 | 0.55863 | 207 | 52.234 | 0 | 0
0.51538 | 0 | 0.53759 | 207 | 51.538 | 0 | 0
0.52021 | 0 | 0.48998 | 207 | 52.021 | 0 | 0
0.54096 | 0.0005 | 0.44972 | 207 | 54.096 | 0 | 0
0.55686 | 0.0909 | 0.43397 | 207 | 55.686 | 0 | 0
0.58258 | 0.3894 | 0.39277 | 207 | 58.258 | 0 | 0
0.62049 | 0.6549 | 0.42455 | 207 | 62.049 | 0 | 0
0.65949 | 0.7586 | 0.38347 | 207 | 65.949 | 0 | 0
0.69585 | 0.7785 | 0.3323 | 207 | 69.585 | 0 | 0
0.72337 | 0.8009 | 0.33495 | 207 | 72.337 | 0 | 0
0.74808 | 0.8167 | 0.35995 | 207 | 74.808 | 0 | 0
0.77278 | 0.8252 | 0.38376 | 207 | 77.278 | 0 | 0
0.79704 | 0.7729 | 0.3962 | 207 | 79.704 | 0 | 0
0.81849 | 0.7131 | 0.415 | 205.151 | 80 | 0 | 0
0.81842 | 0.7183 | 0.42517 | 203.309 | 80 | 0 | 0
0.80191 | 0.5844 | 0.45476 | 203.118 | 80 | 0 | 0
0.77183 | 0.338 | 0.53317 | 205.935 | 80 | 0 | 0
0.73831 | 0.0374 | 0.55731 | 207 | 74.896 | 0 | 0
0.71879 | 0 | 0.53875 | 207 | 71.879 | 0 | 0
0.68845 | 0 | 0.54879 | 207 | 68.845 | 0 | 0
0.64473 | 0 | 0.51023 | 207 | 64.473 | 0 | 0
0.59959 | 0 | 0.5423 | 207 | 59.959 | 0 | 0
0.56627 | 0 | 0.62281 | 207 | 56.627 | 0 | 0
0.54366 | 0 | 0.58504 | 207 | 54.366 | 0 | 0
0.52864 | 0 | 0.55689 | 207 | 52.864 | 0 | 0
0.5178 | 0 | 0.5497 | 207 | 51.78 | 0 | 0
0.5146 | 0 | 0.51759 | 207 | 51.46 | 0 | 0
0.52126 | 0.0003 | 0.50829 | 207 | 52.126 | 0 | 0
0.51835 | 0.0603 | 0.43517 | 207 | 51.835 | 0 | 0
0.53863 | 0.271 | 0.35148 | 207 | 53.863 | 0 | 0
0.57668 | 0.6055 | 0.33065 | 207 | 57.668 | 0 | 0
0.62803 | 0.7738 | 0.36652 | 207 | 62.803 | 0 | 0
0.67721 | 0.8187 | 0.36065 | 207 | 67.721 | 0 | 0
0.72056 | 0.8502 | 0.34656 | 207 | 72.056 | 0 | 0
0.76098 | 0.8581 | 0.36371 | 207 | 76.098 | 0 | 0
0.79202 | 0.8318 | 0.39343 | 207 | 79.202 | 0 | 0
0.81323 | 0.8165 | 0.4324 | 205.677 | 80 | 0 | 0
0.82657 | 0.7681 | 0.45906 | 203.02 | 80 | 0 | 0
0.82584 | 0.7419 | 0.46869 | 200.436 | 80 | 0 | 0
0.81405 | 0.6982 | 0.51077 | 199.031 | 80 | 0 | 0
0.78708 | 0.3802 | 0.55929 | 200.323 | 80 | 0 | 0
0.74705 | 0.0394 | 0.55648 | 205.618 | 80 | 0 | 0
0.72155 | 0 | 0.53635 | 207 | 73.537 | 0 | 0
0.68942 | 0 | 0.55049 | 207 | 68.942 | 0 | 0
0.66486 | 0 | 0.58082 | 207 | 66.486 | 0 | 0
0.62941 | 0 | 0.6231 | 207 | 62.941 | 0 | 0
0.59361 | 0 | 0.61612 | 207 | 59.361 | 0 | 0
0.56543 | 0 | 0.56871 | 207 | 56.543 | 0 | 0
0.54665 | 0 | 0.54776 | 207 | 54.665 | 0 | 0
0.53599 | 0 | 0.52234 | 207 | 53.599 | 0 | 0
0.53837 | 0 | 0.50027 | 207 | 53.837 | 0 | 0
0.55419 | 0.0006 | 0.49539 | 207 | 55.419 | 0 | 0
0.55976 | 0.0973 | 0.48741 | 207 | 55.976 | 0 | 0
0.58497 | 0.35 | 0.44641 | 207 | 58.497 | 0 | 0
0.62771 | 0.5739 | 0.53709 | 207 | 62.771 | 0 | 0
0.67421 | 0.7526 | 0.5018 | 207 | 67.421 | 0 | 0
0.72364 | 0.8383 | 0.44869 | 207 | 72.364 | 0 | 0
0.7674 | 0.8631 | 0.40806 | 207 | 76.74 | 0 | 0
0.80458 | 0.8593 | 0.37243 | 206.542 | 80 | 0 | 0
0.83766 | 0.8538 | 0.36714 | 202.776 | 80 | 0 | 0
0.85954 | 0.8337 | 0.39388 | 196.822 | 80 | 0 | 0
0.87934 | 0.8207 | 0.42352 | 188.888 | 80 | 0 | 0
0.88362 | 0.7686 | 0.44695 | 180.526 | 80 | 0 | 0
0.87447 | 0.604 | 0.46968 | 173.079 | 80 | 0 | 0
0.8461 | 0.3131 | 0.49023 | 168.469 | 80 | 0 | 0
0.80367 | 0.0293 | 0.45993 | 168.102 | 80 | 0 | 0
0.77657 | 0 | 0.42157 | 170.445 | 80 | 0 | 0
0.74134 | 0 | 0.48576 | 176.311 | 80 | 0 | 0
0.69717 | 0 | 0.51945 | 186.594 | 80 | 0 | 0
0.64641 | 0 | 0.50275 | 201.953 | 80 | 0 | 0
0.6065 | 0 | 0.47741 | 207 | 65.697 | 0 | 0
0.57719 | 0 | 0.46286 | 207 | 57.719 | 0 | 0
0.55415 | 0 | 0.43778 | 207 | 55.415 | 0 | 0
0.5386 | 0 | 0.41223 | 207 | 53.86 | 0 | 0
0.52893 | 0 | 0.42612 | 207 | 52.893 | 0 | 0
0.52837 | 0.0006 | 0.36706 | 207 | 52.837 | 0 | 0
0.52299 | 0.0774 | 0.32594 | 207 | 52.299 | 0 | 0
0.55001 | 0.3812 | 0.2515 | 207 | 55.001 | 0 | 0
0.59779 | 0.6213 | 0.21042 | 207 | 59.779 | 0 | 0
0.6492 | 0.7217 | 0.15635 | 207 | 64.92 | 0 | 0
0.70163 | 0.8078 | 0.14627 | 207 | 70.163 | 0 | 0
0.74872 | 0.803 | 0.13672 | 207 | 74.872 | 0 | 0
0.79107 | 0.82 | 0.12548 | 207 | 79.107 | 0 | 0
0.8245 | 0.7562 | 0.16607 | 204.55 | 80 | 0 | 0
0.84768 | 0.6478 | 0.19864 | 199.782 | 80 | 0 | 0
0.85859 | 0.5141 | 0.20913 | 193.923 | 80 | 0 | 0
0.86546 | 0.3315 | 0.21591 | 187.377 | 80 | 0 | 0
0.84452 | 0.226 | 0.27204 | 182.925 | 80 | 0 | 0
0.80183 | 0.1454 | 0.30977 | 182.742 | 80 | 0 | 0
0.7591 | 0.0238 | 0.32279 | 186.832 | 80 | 0 | 0
0.73629 | 0 | 0.25857 | 193.203 | 80 | 0 | 0
0.70012 | 0 | 0.23811 | 203.191 | 80 | 0 | 0
0.65796 | 0 | 0.22616 | 207 | 69.605 | 0 | 0
0.61508 | 0 | 0.21013 | 207 | 61.508 | 0 | 0
0.57823 | 0 | 0.20769 | 207 | 57.823 | 0 | 0
0.54951 | 0 | 0.1802 | 207 | 54.951 | 0 | 0
0.53073 | 0 | 0.19694 | 207 | 53.073 | 0 | 0
0.51585 | 0 | 0.2205 | 207 | 51.585 | 0 | 0
0.50685 | 0 | 0.22385 | 207 | 50.685 | 0 | 0
0.50584 | 0.0004 | 0.19888 | 207 | 50.584 | 0 | 0
0.5028 | 0.0315 | 0.16313 | 207 | 50.28 | 0 | 0
0.52955 | 0.1606 | 0.12866 | 207 | 52.955 | 0 | 0
0.58106 | 0.2707 | 0.10899 | 207 | 58.106 | 0 | 0
0.63612 | 0.5703 | 0.1061 | 207 | 63.612 | 0 | 0
0.69245 | 0.7975 | 0.09002 | 207 | 69.245 | 0 | 0
0.74233 | 0.7775 | 0.06419 | 207 | 74.233 | 0 | 0
0.78232 | 0.5847 | 0.07258 | 207 | 78.232 | 0 | 0
0.82242 | 0.502 | 0.10928 | 204.758 | 80 | 0 | 0
0.84957 | 0.4379 | 0.14015 | 199.801 | 80 | 0 | 0
0.86833 | 0.3083 | 0.24823 | 192.968 | 80 | 0 | 0
0.87757 | 0.2595 | 0.30775 | 185.211 | 80 | 0 | 0
0.87037 | 0.2356 | 0.3411 | 178.174 | 80 | 0 | 0
0.85026 | 0.1232 | 0.37309 | 173.148 | 80 | 0 | 0
0.81217 | 0.0281 | 0.37338 | 171.931 | 80 | 0 | 0
0.79059 | 0 | 0.27121 | 172.872 | 80 | 0 | 0
0.75177 | 0 | 0.28444 | 177.695 | 80 | 0 | 0
0.70112 | 0 | 0.22583 | 187.583 | 80 | 0 | 0
0.65061 | 0 | 0.21922 | 202.522 | 80 | 0 | 0
0.6083 | 0 | 0.23079 | 207 | 65.308 | 0 | 0
0.57705 | 0 | 0.25071 | 207 | 57.705 | 0 | 0
0.55577 | 0 | 0.28448 | 207 | 55.577 | 0 | 0
0.54668 | 0 | 0.28857 | 207 | 54.668 | 0 | 0
0.5498 | 0 | 0.28667 | 207 | 54.98 | 0 | 0
0.56781 | 0.0004 | 0.29031 | 207 | 56.781 | 0 | 0
0.58226 | 0.0965 | 0.25431 | 207 | 58.226 | 0 | 0
0.61239 | 0.4743 | 0.20554 | 207 | 61.239 | 0 | 0
0.65534 | 0.6898 | 0.20293 | 207 | 65.534 | 0 | 0
0.7093 | 0.7533 | 0.22257 | 207 | 70.93 | 0 | 0
0.76269 | 0.7473 | 0.20508 | 207 | 76.269 | 0 | 0
0.811 | 0.7398 | 0.19132 | 205.9 | 80 | 0 | 0
0.85307 | 0.6478 | 0.21248 | 200.593 | 80 | 0 | 0
0.88606 | 0.6376 | 0.22968 | 191.987 | 80 | 0 | 0
0.90499 | 0.6225 | 0.27357 | 181.488 | 80 | 0 | 0
0.9053 | 0.5265 | 0.34007 | 170.958 | 80 | 0 | 0
0.89301 | 0.491 | 0.37942 | 161.657 | 80 | 0 | 0
0.86135 | 0.4733 | 0.40889 | 155.522 | 80 | 0 | 0
0.83055 | 0.2905 | 0.47502 | 152.467 | 80 | 0 | 0
0.79457 | 0.0426 | 0.3981 | 153.01 | 80 | 0 | 0
0.77372 | 0 | 0.44274 | 155.638 | 80 | 0 | 0
0.73707 | 0 | 0.52589 | 161.931 | 80 | 0 | 0
0.68675 | 0 | 0.57004 | 173.256 | 80 | 0 | 0
0.63723 | 0 | 0.61137 | 189.533 | 80 | 0 | 0
0.59942 | 0 | 0.63265 | 207 | 77.409 | 0 | 0
0.57224 | 0 | 0.62298 | 207 | 57.224 | 0 | 0
0.55253 | 0 | 0.5764 | 207 | 55.253 | 0 | 0
0.54803 | 0 | 0.55991 | 207 | 54.803 | 0 | 0
0.55298 | 0 | 0.56458 | 207 | 55.298 | 0 | 0
0.57598 | 0.0004 | 0.55681 | 207 | 57.598 | 0 | 0
0.58907 | 0.0954 | 0.53288 | 207 | 58.907 | 0 | 0
0.6142 | 0.4911 | 0.46088 | 207 | 61.42 | 0 | 0
0.65262 | 0.7087 | 0.43811 | 207 | 65.262 | 0 | 0
0.70259 | 0.7936 | 0.37442 | 207 | 70.259 | 0 | 0
0.7527 | 0.8338 | 0.26241 | 207 | 75.27 | 0 | 0
0.79964 | 0.8546 | 0.16863 | 207 | 79.964 | 0 | 0
0.84543 | 0.8217 | 0.11391 | 202.457 | 80 | 0 | 0
0.88606 | 0.8092 | 0.11044 | 193.851 | 80 | 0 | 0
0.91179 | 0.7633 | 0.13189 | 182.672 | 80 | 0 | 0
0.92125 | 0.6125 | 0.16458 | 170.547 | 80 | 0 | 0
0.92499 | 0.5234 | 0.19917 | 158.048 | 80 | 0 | 0
0.9202 | 0.5681 | 0.24641 | 146.028 | 80 | 0 | 0
0.9035 | 0.3189 | 0.313 | 135.678 | 80 | 0 | 0
0.86876 | 0.0555 | 0.36665 | 128.802 | 80 | 0 | 0
0.84351 | 0 | 0.40413 | 124.451 | 80 | 0 | 0
0.80075 | 0 | 0.43993 | 124.376 | 80 | 0 | 0
0.74089 | 0 | 0.46931 | 130.287 | 80 | 0 | 0
0.68448 | 0 | 0.45166 | 141.839 | 80 | 0 | 0
0.63953 | 0 | 0.43517 | 157.886 | 80 | 0 | 0
0.60572 | 0 | 0.38454 | 177.314 | 80 | 0 | 0
0.5827 | 0 | 0.35536 | 199.044 | 80 | 0 | 0
0.56926 | 0 | 0.35755 | 207 | 64.882 | 0 | 0
0.57002 | 0 | 0.36441 | 207 | 57.002 | 0 | 0
0.58718 | 0.0005 | 0.35681 | 207 | 58.718 | 0 | 0
0.59484 | 0.1252 | 0.32771 | 207 | 59.484 | 0 | 0
0.62528 | 0.562 | 0.25968 | 207 | 62.528 | 0 | 0
0.67058 | 0.7903 | 0.18925 | 207 | 67.058 | 0 | 0
0.72722 | 0.8503 | 0.13437 | 207 | 72.722 | 0 | 0
0.78506 | 0.864 | 0.09014 | 207 | 78.506 | 0 | 0
0.84148 | 0.8639 | 0.09184 | 202.852 | 80 | 0 | 0
0.88989 | 0.8535 | 0.08452 | 193.863 | 80 | 0 | 0
0.9218 | 0.8501 | 0.12428 | 181.683 | 80 | 0 | 0
0.94003 | 0.8089 | 0.16611 | 167.68 | 80 | 0 | 0
0.94753 | 0.7565 | 0.1759 | 152.927 | 80 | 0 | 0
0.94286 | 0.7415 | 0.17169 | 138.641 | 80 | 0 | 0
0.92474 | 0.6368 | 0.18586 | 126.167 | 80 | 0 | 0
0.873 | 0.3484 | 0.23331 | 118.867 | 80 | 0 | 0
0.83194 | 0.0482 | 0.27568 | 115.673 | 80 | 0 | 0
0.80357 | 0 | 0.28849 | 115.316 | 80 | 0 | 0
0.75494 | 0 | 0.2813 | 119.822 | 80 | 0 | 0
0.69699 | 0 | 0.282 | 130.123 | 80 | 0 | 0
0.64261 | 0 | 0.29779 | 145.862 | 80 | 0 | 0
0.60015 | 0 | 0.27018 | 165.847 | 80 | 0 | 0
0.56749 | 0 | 0.26782 | 189.098 | 80 | 0 | 0
0.54595 | 0 | 0.20748 | 207 | 72.497 | 0 | 0
0.53479 | 0 | 0.16644 | 207 | 53.479 | 0 | 0
0.53738 | 0 | 0.19975 | 207 | 53.738 | 0 | 0
0.55392 | 0.0005 | 0.17677 | 207 | 55.392 | 0 | 0
0.56613 | 0.0859 | 0.15578 | 207 | 56.613 | 0 | 0
0.58735 | 0.4778 | 0.16991 | 207 | 58.735 | 0 | 0
0.61906 | 0.7034 | 0.12122 | 207 | 61.906 | 0 | 0
0.67062 | 0.7845 | 0.09093 | 207 | 67.062 | 0 | 0
0.72926 | 0.8414 | 0.06047 | 207 | 72.926 | 0 | 0
0.78319 | 0.853 | 0.04096 | 207 | 78.319 | 0 | 0
0.83255 | 0.8494 | 0.03381 | 203.745 | 80 | 0 | 0
0.87222 | 0.8338 | 0.04042 | 196.523 | 80 | 0 | 0
0.8998 | 0.7935 | 0.07605 | 186.543 | 80 | 0 | 0
0.91446 | 0.7263 | 0.11486 | 175.097 | 80 | 0 | 0
0.91928 | 0.6758 | 0.12924 | 163.169 | 80 | 0 | 0
0.91268 | 0.6104 | 0.13168 | 151.901 | 80 | 0 | 0
0.88648 | 0.291 | 0.1297 | 143.253 | 80 | 0 | 0
0.84853 | 0.013 | 0.10626 | 138.4 | 80 | 0 | 0
0.82364 | 0 | 0.11044 | 136.036 | 80 | 0 | 0
0.78224 | 0 | 0.11589 | 137.812 | 80 | 0 | 0
0.72341 | 0 | 0.10874 | 145.471 | 80 | 0 | 0
0.66789 | 0 | 0.08324 | 158.682 | 80 | 0 | 0
0.6234 | 0 | 0.07803 | 176.342 | 80 | 0 | 0
0.58965 | 0 | 0.0589 | 197.377 | 80 | 0 | 0
0.56293 | 0 | 0.05803 | 207 | 65.916 | 0 | 0
0.55009 | 0 | 0.0584 | 207 | 55.009 | 0 | 0
0.54887 | 0 | 0.06832 | 207 | 54.887 | 0 | 0
0.56343 | 0.0006 | 0.07878 | 207 | 56.343 | 0 | 0
0.57422 | 0.1052 | 0.07564 | 207 | 57.422 | 0 | 0
0.60117 | 0.5129 | 0.05728 | 207 | 60.117 | 0 | 0
0.64568 | 0.7539 | 0.02203 | 207 | 64.568 | 0 | 0
0.70031 | 0.8255 | 0.0179 | 207 | 70.031 | 0 | 0
0.75489 | 0.8372 | 0.01352 | 207 | 75.489 | 0 | 0
0.79812 | 0.8123 | 0.015 | 207 | 79.812 | 0 | 0
0.8364 | 0.7157 | 0.03604 | 203.36 | 80 | 0 | 0
0.86725 | 0.7119 | 0.06158 | 196.635 | 80 | 0 | 0
0.88712 | 0.6928 | 0.10399 | 187.923 | 80 | 0 | 0
0.89772 | 0.5766 | 0.11192 | 178.151 | 80 | 0 | 0
0.89536 | 0.4224 | 0.14024 | 168.615 | 80 | 0 | 0
0.88295 | 0.2717 | 0.1323 | 160.32 | 80 | 0 | 0
0.8496 | 0.1643 | 0.11746 | 155.36 | 80 | 0 | 0
0.81118 | 0.025 | 0.10721 | 154.242 | 80 | 0 | 0
0.7837 | 0 | 0.12279 | 155.872 | 80 | 0 | 0
0.745 | 0 | 0.15507 | 161.372 | 80 | 0 | 0
0.6945 | 0 | 0.16933 | 171.922 | 80 | 0 | 0
0.64006 | 0 | 0.19397 | 187.916 | 80 | 0 | 0
0.59931 | 0 | 0.18272 | 207 | 79.015 | 0 | 0
0.56639 | 0 | 0.1728 | 207 | 56.639 | 0 | 0
0.54016 | 0 | 0.15929 | 207 | 54.016 | 0 | 0
0.52677 | 0 | 0.12792 | 207 | 52.677 | 0 | 0
0.52151 | 0 | 0.09547 | 207 | 52.151 | 0 | 0
0.52393 | 0.0006 | 0.07142 | 207 | 52.393 | 0 | 0
0.52472 | 0.0881 | 0.04881 | 207 | 52.472 | 0 | 0
0.55447 | 0.345 | 0.03786 | 207 | 55.447 | 0 | 0
0.60606 | 0.6007 | 0.01306 | 207 | 60.606 | 0 | 0
0.66502 | 0.7538 | 0.01083 | 207 | 66.502 | 0 | 0
0.72014 | 0.777 | 0.01835 | 207 | 72.014 | 0 | 0
0.76379 | 0.7691 | 0.06034 | 207 | 76.379 | 0 | 0
0.79814 | 0.7762 | 0.09692 | 207 | 79.814 | 0 | 0
0.81468 | 0.7478 | 0.13614 | 205.532 | 80 | 0 | 0
0.826 | 0.6887 | 0.14362 | 202.932 | 80 | 0 | 0
0.83755 | 0.6986 | 0.16255 | 199.177 | 80 | 0 | 0
0.84384 | 0.6536 | 0.16962 | 194.793 | 80 | 0 | 0
0.83204 | 0.5299 | 0.15656 | 191.589 | 80 | 0 | 0
0.81135 | 0.2366 | 0.14788 | 190.454 | 80 | 0 | 0
0.778 | 0.0206 | 0.15106 | 192.654 | 80 | 0 | 0
0.75828 | 0 | 0.169 | 196.826 | 80 | 0 | 0
0.72991 | 0 | 0.19074 | 203.835 | 80 | 0 | 0
0.68904 | 0 | 0.19595 | 207 | 72.069 | 0 | 0
0.64442 | 0 | 0.17285 | 207 | 64.442 | 0 | 0
0.60451 | 0 | 0.14602 | 207 | 60.451 | 0 | 0
0.57331 | 0 | 0.13309 | 207 | 57.331 | 0 | 0
0.55029 | 0 | 0.12131 | 207 | 55.029 | 0 | 0
0.53556 | 0 | 0.10432 | 207 | 53.556 | 0 | 0
0.5274 | 0 | 0.08022 | 207 | 52.74 | 0 | 0
0.52633 | 0.0003 | 0.06439 | 207 | 52.633 | 0 | 0
0.52089 | 0.1112 | 0.04629 | 207 | 52.089 | 0 | 0
0.5431 | 0.5472 | 0.03968 | 207 | 54.31 | 0 | 0
0.58415 | 0.7794 | 0.03021 | 207 | 58.415 | 0 | 0
0.63197 | 0.8252 | 0.03488 | 207 | 63.197 | 0 | 0
0.67629 | 0.7946 | 0.04207 | 207 | 67.629 | 0 | 0
0.71382 | 0.8397 | 0.04823 | 207 | 71.382 | 0 | 0
0.74548 | 0.8523 | 0.05154 | 207 | 74.548 | 0 | 0
0.77237 | 0.8604 | 0.07626 | 207 | 77.237 | 0 | 0
0.79429 | 0.8519 | 0.11122 | 207 | 79.429 | 0 | 0
0.80859 | 0.8322 | 0.14156 | 206.141 | 80 | 0 | 0
0.81171 | 0.7946 | 0.15499 | 204.97 | 80 | 0 | 0
0.81087 | 0.6956 | 0.17834 | 203.883 | 80 | 0 | 0
0.79698 | 0.4113 | 0.19562 | 204.185 | 80 | 0 | 0
0.76685 | 0.0577 | 0.19149 | 207 | 79.5 | 0 | 0
0.74898 | 0 | 0.18537 | 207 | 74.898 | 0 | 0
0.71901 | 0 | 0.18049 | 207 | 71.901 | 0 | 0
0.66943 | 0 | 0.18702 | 207 | 66.943 | 0 | 0
0.61806 | 0 | 0.18566 | 207 | 61.806 | 0 | 0
0.58243 | 0 | 0.20946 | 207 | 58.243 | 0 | 0
0.55588 | 0 | 0.22496 | 207 | 55.588 | 0 | 0
0.54127 | 0 | 0.20818 | 207 | 54.127 | 0 | 0
0.53368 | 0 | 0.16933 | 207 | 53.368 | 0 | 0
0.54159 | 0 | 0.15082 | 207 | 54.159 | 0 | 0
0.56317 | 0.0005 | 0.1247 | 207 | 56.317 | 0 | 0
0.57873 | 0.106 | 0.11804 | 207 | 57.873 | 0 | 0
0.60538 | 0.5169 | 0.09237 | 207 | 60.538 | 0 | 0
0.64623 | 0.7503 | 0.08481 | 207 | 64.623 | 0 | 0
0.69727 | 0.8468 | 0.09456 | 207 | 69.727 | 0 | 0
0.75134 | 0.8437 | 0.07704 | 207 | 75.134 | 0 | 0
0.79871 | 0.827 | 0.06968 | 207 | 79.871 | 0 | 0
0.83427 | 0.8429 | 0.08431 | 203.573 | 80 | 0 | 0
0.86534 | 0.8484 | 0.1051 | 197.039 | 80 | 0 | 0
0.88677 | 0.8094 | 0.11821 | 188.362 | 80 | 0 | 0
0.90152 | 0.8127 | 0.13982 | 178.21 | 80 | 0 | 0
0.90511 | 0.7851 | 0.15793 | 167.699 | 80 | 0 | 0
0.89313 | 0.6978 | 0.17471 | 158.386 | 80 | 0 | 0
0.87784 | 0.4076 | 0.20062 | 150.602 | 80 | 0 | 0
0.84394 | 0.0451 | 0.26394 | 146.208 | 80 | 0 | 0
0.81982 | 0 | 0.32656 | 144.226 | 80 | 0 | 0
0.78118 | 0 | 0.40128 | 146.108 | 80 | 0 | 0
0.72607 | 0 | 0.44861 | 153.501 | 80 | 0 | 0
0.67497 | 0 | 0.4732 | 166.004 | 80 | 0 | 0
0.63652 | 0 | 0.47481 | 182.352 | 80 | 0 | 0
0.60807 | 0 | 0.45675 | 201.545 | 80 | 0 | 0
0.58654 | 0 | 0.42996 | 207 | 64.109 | 0 | 0
0.57857 | 0 | 0.45162 | 207 | 57.857 | 0 | 0
0.58507 | 0 | 0.46348 | 207 | 58.507 | 0 | 0
0.60742 | 0.0002 | 0.46146 | 207 | 60.742 | 0 | 0
0.62034 | 0.0978 | 0.4653 | 207 | 62.034 | 0 | 0
0.64672 | 0.4864 | 0.40029 | 207 | 64.672 | 0 | 0
0.68788 | 0.7364 | 0.42038 | 207 | 68.788 | 0 | 0
0.73914 | 0.8265 | 0.43691 | 207 | 73.914 | 0 | 0
0.79307 | 0.8475 | 0.37128 | 207 | 79.307 | 0 | 0
0.84229 | 0.8429 | 0.32689 | 202.771 | 80 | 0 | 0
0.88168 | 0.8544 | 0.30672 | 194.603 | 80 | 0 | 0
0.91705 | 0.8538 | 0.33354 | 182.898 | 80 | 0 | 0
0.9382 | 0.8117 | 0.36995 | 169.078 | 80 | 0 | 0
0.94246 | 0.7757 | 0.40244 | 154.832 | 80 | 0 | 0
0.93866 | 0.7084 | 0.43629 | 140.966 | 80 | 0 | 0
0.92581 | 0.5779 | 0.46849 | 128.385 | 80 | 0 | 0
0.90109 | 0.3549 | 0.48022 | 118.276 | 80 | 0 | 0
0.8668 | 0.03 | 0.49618 | 111.596 | 80 | 0 | 0
0.84065 | 0 | 0.47857 | 107.531 | 80 | 0 | 0
0.79702 | 0 | 0.53428 | 107.829 | 80 | 0 | 0
0.73993 | 0 | 0.55722 | 113.836 | 80 | 0 | 0
0.68837 | 0 | 0.58595 | 124.999 | 80 | 0 | 0
0.64787 | 0 | 0.58863 | 140.212 | 80 | 0 | 0
0.61773 | 0 | 0.59438 | 158.439 | 80 | 0 | 0
0.5986 | 0 | 0.59868 | 178.579 | 80 | 0 | 0
0.58953 | 0 | 0.60434 | 199.626 | 80 | 0 | 0
0.59032 | 0 | 0.59277 | 207 | 66.406 | 0 | 0
0.60793 | 0.0005 | 0.56565 | 207 | 60.793 | 0 | 0
0.61935 | 0.0864 | 0.54342 | 207 | 61.935 | 0 | 0
0.64461 | 0.4521 | 0.49064 | 207 | 64.461 | 0 | 0
0.68317 | 0.6597 | 0.58467 | 207 | 68.317 | 0 | 0
0.73401 | 0.767 | 0.61484 | 207 | 73.401 | 0 | 0
0.78625 | 0.8319 | 0.55553 | 207 | 78.625 | 0 | 0
0.83217 | 0.8379 | 0.52635 | 203.783 | 80 | 0 | 0
0.87365 | 0.8496 | 0.53391 | 196.418 | 80 | 0 | 0
0.90114 | 0.8466 | 0.55015 | 186.304 | 80 | 0 | 0
0.92043 | 0.727 | 0.55739 | 174.261 | 80 | 0 | 0
0.9322 | 0.6765 | 0.59037 | 161.041 | 80 | 0 | 0
0.93512 | 0.6225 | 0.63096 | 147.529 | 80 | 0 | 0
0.92668 | 0.4906 | 0.65418 | 134.861 | 80 | 0 | 0
0.90318 | 0.2379 | 0.67902 | 124.543 | 80 | 0 | 0
0.86208 | 0.0177 | 0.65724 | 118.335 | 80 | 0 | 0
0.83585 | 0 | 0.60244 | 114.75 | 80 | 0 | 0
0.79446 | 0 | 0.62596 | 115.304 | 80 | 0 | 0
0.73994 | 0 | 0.6534 | 121.31 | 80 | 0 | 0
0.68674 | 0 | 0.65048 | 132.636 | 80 | 0 | 0
0.64758 | 0 | 0.67322 | 147.878 | 80 | 0 | 0
0.61763 | 0 | 0.71936 | 166.115 | 80 | 0 | 0
0.59314 | 0 | 0.70883 | 186.801 | 80 | 0 | 0
0.58024 | 0 | 0.69076 | 207 | 78.223 | 0 | 0
0.58501 | 0 | 0.66884 | 207 | 58.501 | 0 | 0
0.6034 | 0.0004 | 0.64602 | 207 | 60.34 | 0 | 0
0.61114 | 0.0949 | 0.62868 | 207 | 61.114 | 0 | 0
0.63997 | 0.4881 | 0.59049 | 207 | 63.997 | 0 | 0
0.68248 | 0.6678 | 0.66716 | 207 | 68.248 | 0 | 0
0.73026 | 0.7818 | 0.66613 | 207 | 73.026 | 0 | 0
0.77682 | 0.8481 | 0.63122 | 207 | 77.682 | 0 | 0
0.8253 | 0.8842 | 0.6127 | 204.47 | 80 | 0 | 0
0.86607 | 0.9017 | 0.59025 | 197.863 | 80 | 0 | 0
0.90306 | 0.8889 | 0.59045 | 187.557 | 80 | 0 | 0
0.92777 | 0.8771 | 0.59787 | 174.78 | 80 | 0 | 0
0.94056 | 0.8615 | 0.60586 | 160.724 | 80 | 0 | 0
0.93763 | 0.8246 | 0.60053 | 146.961 | 80 | 0 | 0
0.92746 | 0.7136 | 0.6277 | 134.215 | 80 | 0 | 0
0.90564 | 0.3822 | 0.66171 | 123.651 | 80 | 0 | 0
0.86642 | 0.0427 | 0.66347 | 117.009 | 80 | 0 | 0
0.84061 | 0 | 0.65573 | 112.948 | 80 | 0 | 0
0.80329 | 0 | 0.696 | 112.619 | 80 | 0 | 0
0.74633 | 0 | 0.71805 | 117.986 | 80 | 0 | 0
0.69315 | 0 | 0.72079 | 128.671 | 80 | 0 | 0
0.65274 | 0 | 0.71149 | 143.397 | 80 | 0 | 0
0.61931 | 0 | 0.70776 | 161.466 | 80 | 0 | 0
0.59908 | 0 | 0.69392 | 181.558 | 80 | 0 | 0
0.58431 | 0 | 0.68338 | 203.127 | 80 | 0 | 0
0.58341 | 0 | 0.65708 | 207 | 62.214 | 0 | 0
0.59795 | 0.0004 | 0.64536 | 207 | 59.795 | 0 | 0
0.60575 | 0.0929 | 0.62266 | 207 | 60.575 | 0 | 0
0.63302 | 0.4905 | 0.58164 | 207 | 63.302 | 0 | 0
0.67767 | 0.7319 | 0.64897 | 207 | 67.767 | 0 | 0
0.72922 | 0.813 | 0.66306 | 207 | 72.922 | 0 | 0
0.77838 | 0.866 | 0.63971 | 207 | 77.838 | 0 | 0
0.82377 | 0.8874 | 0.62176 | 204.623 | 80 | 0 | 0
0.86649 | 0.9027 | 0.60815 | 197.974 | 80 | 0 | 0
0.90216 | 0.8876 | 0.59287 | 187.758 | 80 | 0 | 0
0.92383 | 0.8744 | 0.5755 | 175.375 | 80 | 0 | 0
0.93787 | 0.8587 | 0.57628 | 161.588 | 80 | 0 | 0
0.9331 | 0.8404 | 0.58972 | 148.278 | 80 | 0 | 0
0.9255 | 0.7544 | 0.63884 | 135.728 | 80 | 0 | 0
0.89709 | 0.4352 | 0.65864 | 126.019 | 80 | 0 | 0
0.85726 | 0.0519 | 0.64507 | 120.293 | 80 | 0 | 0
0.82846 | 0 | 0.61078 | 117.447 | 80 | 0 | 0
0.79124 | 0 | 0.6547 | 118.323 | 80 | 0 | 0
0.74287 | 0 | 0.69752 | 124.036 | 80 | 0 | 0
0.69374 | 0 | 0.72682 | 134.662 | 80 | 0 | 0
0.65308 | 0 | 0.72325 | 149.354 | 80 | 0 | 0
0.62258 | 0 | 0.71817 | 167.096 | 80 | 0 | 0
0.59936 | 0 | 0.70826 | 187.16 | 80 | 0 | 0
0.5825 | 0 | 0.68752 | 207 | 78.09 | 0 | 0
0.57162 | 0 | 0.66765 | 207 | 57.162 | 0 | 0
0.57343 | 0.0004 | 0.6411 | 207 | 57.343 | 0 | 0
0.56707 | 0.0871 | 0.60033 | 207 | 56.707 | 0 | 0
0.593 | 0.5044 | 0.53628 | 207 | 59.3 | 0 | 0
0.64597 | 0.7743 | 0.58771 | 207 | 64.597 | 0 | 0
0.69901 | 0.8774 | 0.58763 | 207 | 69.901 | 0 | 0
0.7511 | 0.8991 | 0.55058 | 207 | 75.11 | 0 | 0
0.80206 | 0.9056 | 0.5489 | 206.794 | 80 | 0 | 0
0.84007 | 0.8869 | 0.55657 | 202.787 | 80 | 0 | 0
0.87002 | 0.8695 | 0.53383 | 195.785 | 80 | 0 | 0
0.89111 | 0.8548 | 0.52637 | 186.674 | 80 | 0 | 0
0.90645 | 0.8543 | 0.53067 | 176.029 | 80 | 0 | 0
0.90704 | 0.7805 | 0.51981 | 165.325 | 80 | 0 | 0
0.89881 | 0.6162 | 0.54931 | 155.444 | 80 | 0 | 0
0.87282 | 0.3405 | 0.59316 | 148.162 | 80 | 0 | 0
0.83429 | 0.0408 | 0.60684 | 144.733 | 80 | 0 | 0
0.80994 | 0 | 0.63815 | 143.739 | 80 | 0 | 0
0.77217 | 0 | 0.68814 | 146.522 | 80 | 0 | 0
0.72615 | 0 | 0.73124 | 153.907 | 80 | 0 | 0
0.67881 | 0 | 0.70912 | 166.026 | 80 | 0 | 0
0.64028 | 0 | 0.67793 | 181.998 | 80 | 0 | 0
0.61068 | 0 | 0.66683 | 200.93 | 80 | 0 | 0
0.58513 | 0 | 0.63327 | 207 | 64.583 | 0 | 0
0.56636 | 0 | 0.62651 | 207 | 56.636 | 0 | 0
0.55096 | 0 | 0.58275 | 207 | 55.096 | 0 | 0
0.54582 | 0.0003 | 0.50785 | 207 | 54.582 | 0 | 0
0.53643 | 0.0764 | 0.4647 | 207 | 53.643 | 0 | 0
0.55887 | 0.4475 | 0.4236 | 207 | 55.887 | 0 | 0
0.60862 | 0.6942 | 0.4329 | 207 | 60.862 | 0 | 0
0.66362 | 0.8082 | 0.44434 | 207 | 66.362 | 0 | 0
0.71715 | 0.8071 | 0.40139 | 207 | 71.715 | 0 | 0
0.76997 | 0.8386 | 0.326 | 207 | 76.997 | 0 | 0
0.81593 | 0.8645 | 0.29035 | 205.407 | 80 | 0 | 0
0.84348 | 0.8804 | 0.28736 | 201.059 | 80 | 0 | 0
0.86407 | 0.8727 | 0.30527 | 194.652 | 80 | 0 | 0
0.87832 | 0.836 | 0.3151 | 186.82 | 80 | 0 | 0
0.88092 | 0.7809 | 0.32579 | 178.728 | 80 | 0 | 0
0.8775 | 0.682 | 0.30904 | 170.978 | 80 | 0 | 0
0.85726 | 0.3798 | 0.33075 | 165.252 | 80 | 0 | 0
0.82537 | 0.0413 | 0.33235 | 162.715 | 80 | 0 | 0
0.80674 | 0 | 0.35599 | 162.041 | 80 | 0 | 0
0.76778 | 0 | 0.42065 | 165.263 | 80 | 0 | 0
0.71424 | 0 | 0.44856 | 173.839 | 80 | 0 | 0
0.66366 | 0 | 0.43106 | 187.473 | 80 | 0 | 0
0.62025 | 0 | 0.40029 | 205.448 | 80 | 0 | 0
0.59127 | 0 | 0.40205 | 207 | 60.679 | 0 | 0
0.57143 | 0 | 0.37611 | 207 | 57.143 | 0 | 0
0.564 | 0 | 0.32215 | 207 | 56.4 | 0 | 0
0.56714 | 0 | 0.28187 | 207 | 56.714 | 0 | 0
0.58609 | 0.0002 | 0.28736 | 207 | 58.609 | 0 | 0
0.60297 | 0.0689 | 0.26462 | 207 | 60.297 | 0 | 0
0.62646 | 0.4278 | 0.22311 | 207 | 62.646 | 0 | 0
0.66561 | 0.6618 | 0.21553 | 207 | 66.561 | 0 | 0
0.71139 | 0.7299 | 0.22413 | 207 | 71.139 | 0 | 0
0.7596 | 0.8046 | 0.21684 | 207 | 75.96 | 0 | 0
0.80439 | 0.7147 | 0.25638 | 206.561 | 80 | 0 | 0
0.84148 | 0.6969 | 0.32407 | 202.413 | 80 | 0 | 0
0.86296 | 0.5951 | 0.34526 | 196.117 | 80 | 0 | 0
0.87914 | 0.6491 | 0.3623 | 188.203 | 80 | 0 | 0
0.88381 | 0.633 | 0.3453 | 179.822 | 80 | 0 | 0
0.8775 | 0.5236 | 0.41639 | 172.072 | 80 | 0 | 0
0.86527 | 0.4951 | 0.46232 | 165.545 | 80 | 0 | 0
0.84261 | 0.217 | 0.46699 | 161.284 | 80 | 0 | 0
0.80625 | 0.0115 | 0.44134 | 160.659 | 80 | 0 | 0
0.78631 | 0 | 0.33251 | 162.028 | 80 | 0 | 0
0.74049 | 0 | 0.2781 | 167.979 | 80 | 0 | 0
0.68666 | 0 | 0.2781 | 179.313 | 80 | 0 | 0
0.63303 | 0 | 0.2756 | 196.01 | 80 | 0 | 0
0.59404 | 0 | 0.25167 | 207 | 70.394 | 0 | 0
0.569 | 0 | 0.23827 | 207 | 56.9 | 0 | 0
0.5505 | 0 | 0.21946 | 207 | 55.05 | 0 | 0
0.54037 | 0 | 0.20406 | 207 | 54.037 | 0 | 0
0.54072 | 0 | 0.17263 | 207 | 54.072 | 0 | 0
0.56077 | 0.0003 | 0.14026 | 207 | 56.077 | 0 | 0
0.57237 | 0.0575 | 0.13411 | 207 | 57.237 | 0 | 0
0.59213 | 0.432 | 0.11379 | 207 | 59.213 | 0 | 0
0.62159 | 0.6597 | 0.12051 | 207 | 62.159 | 0 | 0
0.656 | 0.6777 | 0.13505 | 207 | 65.6 | 0 | 0
0.69098 | 0.7518 | 0.14202 | 207 | 69.098 | 0 | 0
0.72131 | 0.7936 | 0.15284 | 207 | 72.131 | 0 | 0
0.7494 | 0.7817 | 0.16325 | 207 | 74.94 | 0 | 0
0.77065 | 0.8235 | 0.18549 | 207 | 77.065 | 0 | 0
0.79034 | 0.8423 | 0.21135 | 207 | 79.034 | 0 | 0
0.80922 | 0.821 | 0.24696 | 206.078 | 80 | 0 | 0
0.81379 | 0.8017 | 0.24905 | 204.699 | 80 | 0 | 0
0.80475 | 0.7026 | 0.22762 | 204.224 | 80 | 0 | 0
0.78275 | 0.3604 | 0.21217 | 205.949 | 80 | 0 | 0
0.74737 | 0.041 | 0.17595 | 207 | 75.788 | 0 | 0
0.72573 | 0 | 0.15358 | 207 | 72.573 | 0 | 0
0.68538 | 0 | 0.17119 | 207 | 68.538 | 0 | 0
0.63184 | 0 | 0.19402 | 207 | 63.184 | 0 | 0
0.58247 | 0 | 0.20557 | 207 | 58.247 | 0 | 0
0.5395 | 0 | 0.19094 | 207 | 53.95 | 0 | 0
0.51686 | 0 | 0.18226 | 207 | 51.686 | 0 | 0
0.49779 | 0 | 0.15976 | 207 | 49.779 | 0 | 0
0.48787 | 0 | 0.14657 | 207 | 48.787 | 0 | 0
0.49123 | 0 | 0.11969 | 207 | 49.123 | 0 | 0
0.50889 | 0.0003 | 0.11862 | 207 | 50.889 | 0 | 0
0.52169 | 0.0908 | 0.11125 | 207 | 52.169 | 0 | 0
0.54111 | 0.5187 | 0.09621 | 207 | 54.111 | 0 | 0
0.57627 | 0.7963 | 0.06548 | 207 | 57.627 | 0 | 0
0.61463 | 0.87 | 0.08961 | 207 | 61.463 | 0 | 0
0.65277 | 0.8834 | 0.07912 | 207 | 65.277 | 0 | 0
0.68984 | 0.8929 | 0.07167 | 207 | 68.984 | 0 | 0
0.72497 | 0.9094 | 0.06634 | 207 | 72.497 | 0 | 0
0.75533 | 0.909 | 0.0833 | 207 | 75.533 | 0 | 0
0.782 | 0.9026 | 0.10018 | 207 | 78.2 | 0 | 0
0.80513 | 0.8896 | 0.09379 | 206.487 | 80 | 0 | 0
0.81414 | 0.8619 | 0.08912 | 205.073 | 80 | 0 | 0
0.80647 | 0.7643 | 0.09351 | 204.426 | 80 | 0 | 0
0.78123 | 0.4216 | 0.11563 | 206.303 | 80 | 0 | 0
0.73856 | 0.0449 | 0.13604 | 207 | 74.553 | 0 | 0
0.71194 | 0 | 0.21123 | 207 | 71.194 | 0 | 0
0.66781 | 0 | 0.2956 | 207 | 66.781 | 0 | 0
0.61043 | 0 | 0.3587 | 207 | 61.043 | 0 | 0
0.55861 | 0 | 0.39918 | 207 | 55.861 | 0 | 0
0.52056 | 0 | 0.41578 | 207 | 52.056 | 0 | 0
0.49193 | 0 | 0.42561 | 207 | 49.193 | 0 | 0
0.4743 | 0 | 0.41303 | 207 | 47.43 | 0 | 0
0.4638 | 0 | 0.38791 | 207 | 46.38 | 0 | 0
0.4671 | 0 | 0.40307 | 207 | 46.71 | 0 | 0
0.48559 | 0.0003 | 0.41156 | 207 | 48.559 | 0 | 0
0.50046 | 0.0822 | 0.3932 | 207 | 50.046 | 0 | 0
0.52629 | 0.5086 | 0.32588 | 207 | 52.629 | 0 | 0
0.55949 | 0.8227 | 0.24864 | 207 | 55.949 | 0 | 0
0.6023 | 0.8892 | 0.26114 | 207 | 60.23 | 0 | 0
0.63967 | 0.9103 | 0.19185 | 207 | 63.967 | 0 | 0
0.67933 | 0.9162 | 0.11748 | 207 | 67.933 | 0 | 0
0.71884 | 0.9175 | 0.07912 | 207 | 71.884 | 0 | 0
0.75501 | 0.9027 | 0.09215 | 207 | 75.501 | 0 | 0
0.78715 | 0.8868 | 0.10604 | 207 | 78.715 | 0 | 0
0.80876 | 0.8243 | 0.1337 | 206.124 | 80 | 0 | 0
0.8197 | 0.8137 | 0.16898 | 204.154 | 80 | 0 | 0
0.81174 | 0.7619 | 0.20389 | 202.98 | 80 | 0 | 0
0.78628 | 0.4213 | 0.2472 | 204.352 | 80 | 0 | 0
0.74815 | 0.0457 | 0.27015 | 207 | 77.463 | 0 | 0
0.72144 | 0 | 0.31891 | 207 | 72.144 | 0 | 0
0.68259 | 0 | 0.42004 | 207 | 68.259 | 0 | 0
0.62666 | 0 | 0.47318 | 207 | 62.666 | 0 | 0
0.57406 | 0 | 0.506 | 207 | 57.406 | 0 | 0
0.53605 | 0 | 0.50559 | 207 | 53.605 | 0 | 0
0.5056 | 0 | 0.50871 | 207 | 50.56 | 0 | 0
0.48628 | 0 | 0.50994 | 207 | 48.628 | 0 | 0
0.47909 | 0 | 0.4774 | 207 | 47.909 | 0 | 0
0.47928 | 0 | 0.43245 | 207 | 47.928 | 0 | 0
0.49846 | 0.0003 | 0.41196 | 207 | 49.846 | 0 | 0
0.5113 | 0.082 | 0.39783 | 207 | 51.13 | 0 | 0
0.53356 | 0.4739 | 0.34194 | 207 | 53.356 | 0 | 0
0.57367 | 0.8103 | 0.24405 | 207 | 57.367 | 0 | 0
0.62346 | 0.8834 | 0.29531 | 207 | 62.346 | 0 | 0
0.67356 | 0.8942 | 0.24044 | 207 | 67.356 | 0 | 0
0.71616 | 0.8891 | 0.15108 | 207 | 71.616 | 0 | 0
0.75357 | 0.8944 | 0.09297 | 207 | 75.357 | 0 | 0
0.78955 | 0.8642 | 0.1069 | 207 | 78.955 | 0 | 0
0.81567 | 0.8043 | 0.14395 | 205.433 | 80 | 0 | 0
0.82983 | 0.7969 | 0.1655 | 202.45 | 80 | 0 | 0
0.83735 | 0.7916 | 0.19959 | 198.715 | 80 | 0 | 0
0.82262 | 0.7068 | 0.23155 | 196.453 | 80 | 0 | 0
0.79606 | 0.3934 | 0.25962 | 196.847 | 80 | 0 | 0
0.75513 | 0.037 | 0.29096 | 201.334 | 80 | 0 | 0
0.73267 | 0 | 0.32321 | 207 | 78.933 | 0 | 0
0.69267 | 0 | 0.42598 | 207 | 69.267 | 0 | 0
0.64536 | 0 | 0.47617 | 207 | 64.536 | 0 | 0
0.6032 | 0 | 0.46708 | 207 | 60.32 | 0 | 0
0.56174 | 0 | 0.46949 | 207 | 56.174 | 0 | 0
0.53388 | 0 | 0.45933 | 207 | 53.388 | 0 | 0
0.51201 | 0 | 0.42229 | 207 | 51.201 | 0 | 0
0.49676 | 0 | 0.38783 | 207 | 49.676 | 0 | 0
0.49491 | 0 | 0.348 | 207 | 49.491 | 0 | 0
0.49803 | 0.0002 | 0.3153 | 207 | 49.803 | 0 | 0
0.49938 | 0.0795 | 0.35095 | 207 | 49.938 | 0 | 0
0.52795 | 0.5107 | 0.33292 | 207 | 52.795 | 0 | 0
0.57998 | 0.5817 | 0.28847 | 207 | 57.998 | 0 | 0
0.63844 | 0.6962 | 0.38238 | 207 | 63.844 | 0 | 0
0.69623 | 0.8834 | 0.34354 | 207 | 69.623 | 0 | 0
0.74478 | 0.8867 | 0.24798 | 207 | 74.478 | 0 | 0
0.78254 | 0.8898 | 0.21303 | 207 | 78.254 | 0 | 0
0.81349 | 0.8773 | 0.21291 | 205.651 | 80 | 0 | 0
0.83055 | 0.8745 | 0.25216 | 202.596 | 80 | 0 | 0
0.84665 | 0.8432 | 0.27097 | 197.931 | 80 | 0 | 0
0.85356 | 0.8131 | 0.32284 | 192.575 | 80 | 0 | 0
0.84992 | 0.6952 | 0.37124 | 187.583 | 80 | 0 | 0
0.83042 | 0.3844 | 0.40295 | 184.541 | 80 | 0 | 0
0.79262 | 0.0382 | 0.39705 | 185.279 | 80 | 0 | 0
0.77019 | 0 | 0.41373 | 188.26 | 80 | 0 | 0
0.73523 | 0 | 0.48425 | 194.737 | 80 | 0 | 0
0.6902 | 0 | 0.54415 | 205.717 | 80 | 0 | 0
0.64751 | 0 | 0.55095 | 207 | 66.034 | 0 | 0
0.60661 | 0 | 0.53255 | 207 | 60.661 | 0 | 0
0.57724 | 0 | 0.52727 | 207 | 57.724 | 0 | 0
0.55525 | 0 | 0.50633 | 207 | 55.525 | 0 | 0
0.53929 | 0 | 0.51301 | 207 | 53.929 | 0 | 0
0.53114 | 0 | 0.50375 | 207 | 53.114 | 0 | 0
0.53239 | 0.0001 | 0.49621 | 207 | 53.239 | 0 | 0
0.52764 | 0.0581 | 0.51223 | 207 | 52.764 | 0 | 0
0.55257 | 0.374 | 0.4824 | 207 | 55.257 | 0 | 0
0.60746 | 0.6386 | 0.51596 | 207 | 60.746 | 0 | 0
0.66482 | 0.7903 | 0.59668 | 207 | 66.482 | 0 | 0
0.71664 | 0.8344 | 0.60824 | 207 | 71.664 | 0 | 0
0.75774 | 0.8512 | 0.55935 | 207 | 75.774 | 0 | 0
0.78838 | 0.8657 | 0.51416 | 207 | 78.838 | 0 | 0
0.80456 | 0.8423 | 0.49273 | 206.544 | 80 | 0 | 0
0.8212 | 0.8519 | 0.44978 | 204.424 | 80 | 0 | 0
0.83716 | 0.8244 | 0.40352 | 200.708 | 80 | 0 | 0
0.8524 | 0.7003 | 0.38885 | 195.468 | 80 | 0 | 0
0.85595 | 0.5703 | 0.39967 | 189.873 | 80 | 0 | 0
0.84104 | 0.2853 | 0.42233 | 185.769 | 80 | 0 | 0
0.81014 | 0.0284 | 0.42971 | 184.755 | 80 | 0 | 0
0.79715 | 0 | 0.42917 | 185.04 | 80 | 0 | 0
0.76088 | 0 | 0.47273 | 188.952 | 80 | 0 | 0
0.71292 | 0 | 0.4849 | 197.66 | 80 | 0 | 0
0.6598 | 0 | 0.47101 | 207 | 75.32 | 0 | 0
0.62077 | 0 | 0.49883 | 207 | 62.077 | 0 | 0
0.5919 | 0 | 0.50539 | 207 | 59.19 | 0 | 0
0.57552 | 0 | 0.51072 | 207 | 57.552 | 0 | 0
0.56711 | 0 | 0.49121 | 207 | 56.711 | 0 | 0
0.57096 | 0 | 0.43585 | 207 | 57.096 | 0 | 0
0.59146 | 0.0002 | 0.39193 | 207 | 59.146 | 0 | 0
0.60589 | 0.0478 | 0.36394 | 207 | 60.589 | 0 | 0
0.62945 | 0.3301 | 0.30338 | 207 | 62.945 | 0 | 0
0.67309 | 0.5857 | 0.30641 | 207 | 67.309 | 0 | 0
0.72465 | 0.6786 | 0.33296 | 207 | 72.465 | 0 | 0
0.77231 | 0.7934 | 0.30211 | 207 | 77.231 | 0 | 0
0.80662 | 0.8306 | 0.26261 | 206.338 | 80 | 0 | 0
0.84433 | 0.8055 | 0.23823 | 201.905 | 80 | 0 | 0
0.86955 | 0.7112 | 0.22508 | 194.95 | 80 | 0 | 0
0.88223 | 0.6789 | 0.2352 | 186.727 | 80 | 0 | 0
0.88535 | 0.7158 | 0.27351 | 178.192 | 80 | 0 | 0
0.8833 | 0.6856 | 0.31375 | 169.862 | 80 | 0 | 0
0.86995 | 0.4722 | 0.30088 | 162.867 | 80 | 0 | 0
0.84938 | 0.2398 | 0.30334 | 157.929 | 80 | 0 | 0
0.81833 | 0.0225 | 0.30088 | 156.096 | 80 | 0 | 0
0.80588 | 0 | 0.28322 | 155.508 | 80 | 0 | 0
0.76668 | 0 | 0.29736 | 158.84 | 80 | 0 | 0
0.70984 | 0 | 0.31317 | 167.856 | 80 | 0 | 0
0.6578 | 0 | 0.32026 | 182.076 | 80 | 0 | 0
0.61751 | 0 | 0.30666 | 200.325 | 80 | 0 | 0
0.58831 | 0 | 0.27961 | 207 | 65.506 | 0 | 0
0.56875 | 0 | 0.25757 | 207 | 56.875 | 0 | 0
0.56113 | 0 | 0.23131 | 207 | 56.113 | 0 | 0
0.56534 | 0 | 0.21397 | 207 | 56.534 | 0 | 0
0.58407 | 0.0001 | 0.19701 | 207 | 58.407 | 0 | 0
0.60163 | 0.046 | 0.1775 | 207 | 60.163 | 0 | 0
0.62438 | 0.3794 | 0.14788 | 207 | 62.438 | 0 | 0
0.66751 | 0.689 | 0.13919 | 207 | 66.751 | 0 | 0
0.72261 | 0.7907 | 0.15042 | 207 | 72.261 | 0 | 0
0.78178 | 0.8636 | 0.1153 | 207 | 78.178 | 0 | 0
0.83592 | 0.8288 | 0.07548 | 203.408 | 80 | 0 | 0
0.8848 | 0.803 | 0.08011 | 194.928 | 80 | 0 | 0
0.91705 | 0.789 | 0.10379 | 183.223 | 80 | 0 | 0
0.94368 | 0.7517 | 0.13497 | 168.855 | 80 | 0 | 0
0.9513 | 0.7616 | 0.14665 | 153.725 | 80 | 0 | 0
0.94176 | 0.7475 | 0.16869 | 139.549 | 80 | 0 | 0
0.92419 | 0.6292 | 0.22065 | 127.13 | 80 | 0 | 0
0.88952 | 0.3126 | 0.2665 | 118.178 | 80 | 0 | 0
0.84397 | 0.0311 | 0.29019 | 113.781 | 80 | 0 | 0
0.82094 | 0 | 0.33665 | 111.687 | 80 | 0 | 0
0.77563 | 0 | 0.41299 | 114.124 | 80 | 0 | 0
0.71432 | 0 | 0.46634 | 122.692 | 80 | 0 | 0
0.65838 | 0 | 0.46482 | 136.854 | 80 | 0 | 0
0.61592 | 0 | 0.42475 | 155.262 | 80 | 0 | 0
0.58336 | 0 | 0.37074 | 176.926 | 80 | 0 | 0
0.55945 | 0 | 0.32776 | 200.981 | 80 | 0 | 0
0.54866 | 0 | 0.30023 | 207 | 60.885 | 0 | 0
0.54994 | 0 | 0.27138 | 207 | 54.994 | 0 | 0
0.56914 | 0.0002 | 0.252 | 207 | 56.914 | 0 | 0
0.58192 | 0.0605 | 0.2463 | 207 | 58.192 | 0 | 0
0.60541 | 0.4404 | 0.22569 | 207 | 60.541 | 0 | 0
0.64721 | 0.7351 | 0.1494 | 207 | 64.721 | 0 | 0
0.70364 | 0.8374 | 0.14845 | 207 | 70.364 | 0 | 0
0.76275 | 0.8698 | 0.10674 | 207 | 76.275 | 0 | 0
0.81925 | 0.8756 | 0.06409 | 205.075 | 80 | 0 | 0
0.86842 | 0.8846 | 0.06359 | 198.233 | 80 | 0 | 0
0.90863 | 0.8734 | 0.09183 | 187.37 | 80 | 0 | 0
0.93157 | 0.8338 | 0.12739 | 174.213 | 80 | 0 | 0
0.94041 | 0.8236 | 0.1646 | 160.172 | 80 | 0 | 0
0.94229 | 0.7789 | 0.18578 | 145.943 | 80 | 0 | 0
0.93742 | 0.6712 | 0.24806 | 132.201 | 80 | 0 | 0
0.91179 | 0.3273 | 0.26179 | 121.022 | 80 | 0 | 0
0.87238 | 0.0279 | 0.3178 | 113.784 | 80 | 0 | 0
0.84572 | 0 | 0.38308 | 109.212 | 80 | 0 | 0
0.79626 | 0 | 0.48367 | 109.586 | 80 | 0 | 0
0.73509 | 0 | 0.54095 | 116.077 | 80 | 0 | 0
0.67871 | 0 | 0.53133 | 128.206 | 80 | 0 | 0
0.63258 | 0 | 0.52502 | 144.948 | 80 | 0 | 0
0.59723 | 0 | 0.5001 | 165.225 | 80 | 0 | 0
0.57346 | 0 | 0.45286 | 187.879 | 80 | 0 | 0
0.55893 | 0 | 0.422 | 207 | 75.014 | 0 | 0
0.56105 | 0 | 0.38992 | 207 | 56.105 | 0 | 0
0.57822 | 0.0001 | 0.37841 | 207 | 57.822 | 0 | 0
0.59241 | 0.0525 | 0.36714 | 207 | 59.241 | 0 | 0
0.61357 | 0.4294 | 0.31924 | 207 | 61.357 | 0 | 0
0.65326 | 0.7486 | 0.20262 | 207 | 65.326 | 0 | 0
0.70608 | 0.838 | 0.23794 | 207 | 70.608 | 0 | 0
0.76126 | 0.8565 | 0.19152 | 207 | 76.126 | 0 | 0
0.81063 | 0.8553 | 0.10957 | 205.937 | 80 | 0 | 0
0.857 | 0.8626 | 0.06863 | 200.237 | 80 | 0 | 0
0.89861 | 0.8606 | 0.11276 | 190.376 | 80 | 0 | 0
0.92 | 0.8334 | 0.15411 | 178.376 | 80 | 0 | 0
0.93129 | 0.8028 | 0.20643 | 165.247 | 80 | 0 | 0
0.93013 | 0.7574 | 0.25237 | 152.234 | 80 | 0 | 0
0.91649 | 0.6592 | 0.28048 | 140.585 | 80 | 0 | 0
0.89241 | 0.2457 | 0.34743 | 131.344 | 80 | 0 | 0
0.85456 | 0.0227 | 0.35747 | 125.888 | 80 | 0 | 0
0.83062 | 0 | 0.37722 | 122.826 | 80 | 0 | 0
0.78569 | 0 | 0.45761 | 124.257 | 80 | 0 | 0
0.72665 | 0 | 0.47658 | 131.592 | 80 | 0 | 0
0.67351 | 0 | 0.48429 | 144.241 | 80 | 0 | 0
0.63102 | 0 | 0.48761 | 161.139 | 80 | 0 | 0
0.59845 | 0 | 0.49031 | 181.294 | 80 | 0 | 0
0.57427 | 0 | 0.46048 | 203.867 | 80 | 0 | 0
0.56148 | 0 | 0.45183 | 207 | 59.281 | 0 | 0
0.56313 | 0 | 0.44647 | 207 | 56.313 | 0 | 0
0.58156 | 0.0001 | 0.44729 | 207 | 58.156 | 0 | 0
0.59397 | 0.0626 | 0.40754 | 207 | 59.397 | 0 | 0
0.61907 | 0.4649 | 0.35099 | 207 | 61.907 | 0 | 0
0.66156 | 0.7585 | 0.24757 | 207 | 66.156 | 0 | 0
0.7162 | 0.8328 | 0.2588 | 207 | 71.62 | 0 | 0
0.77493 | 0.8522 | 0.20107 | 207 | 77.493 | 0 | 0
0.82501 | 0.8676 | 0.14907 | 204.499 | 80 | 0 | 0
0.86823 | 0.8684 | 0.11026 | 197.676 | 80 | 0 | 0
0.9042 | 0.868 | 0.09982 | 187.256 | 80 | 0 | 0
0.92406 | 0.8609 | 0.10072 | 174.85 | 80 | 0 | 0
0.93178 | 0.8116 | 0.10531 | 161.672 | 80 | 0 | 0
0.92835 | 0.7787 | 0.12198 | 148.837 | 80 | 0 | 0
0.91931 | 0.6582 | 0.16173 | 136.906 | 80 | 0 | 0
0.88908 | 0.3155 | 0.20565 | 127.998 | 80 | 0 | 0
0.84866 | 0.0199 | 0.26036 | 123.132 | 80 | 0 | 0
0.82368 | 0 | 0.34915 | 120.764 | 80 | 0 | 0
0.78377 | 0 | 0.39045 | 122.387 | 80 | 0 | 0
0.73619 | 0 | 0.45036 | 128.768 | 80 | 0 | 0
0.6893 | 0 | 0.46404 | 139.838 | 80 | 0 | 0
0.64798 | 0 | 0.48703 | 155.04 | 80 | 0 | 0
0.61554 | 0 | 0.4561 | 173.486 | 80 | 0 | 0
0.59221 | 0 | 0.42372 | 194.265 | 80 | 0 | 0
0.57481 | 0 | 0.37996 | 207 | 70.216 | 0 | 0
0.56797 | 0 | 0.35419 | 207 | 56.797 | 0 | 0
0.5686 | 0 | 0.32342 | 207 | 56.86 | 0 | 0
0.56665 | 0.0437 | 0.32817 | 207 | 56.665 | 0 | 0
0.58157 | 0.375 | 0.2749 | 207 | 58.157 | 0 | 0
0.61374 | 0.6272 | 0.21299 | 207 | 61.374 | 0 | 0
0.64622 | 0.6882 | 0.17464 | 207 | 64.622 | 0 | 0
0.68577 | 0.7255 | 0.1378 | 207 | 68.577 | 0 | 0
0.7234 | 0.7827 | 0.14829 | 207 | 72.34 | 0 | 0
0.7521 | 0.7731 | 0.13604 | 207 | 75.21 | 0 | 0
0.77584 | 0.7668 | 0.1344 | 207 | 77.584 | 0 | 0
0.79564 | 0.7478 | 0.15288 | 207 | 79.564 | 0 | 0
0.81332 | 0.7724 | 0.16165 | 205.668 | 80 | 0 | 0
0.82027 | 0.6182 | 0.1478 | 203.641 | 80 | 0 | 0
0.80794 | 0.3171 | 0.1564 | 202.847 | 80 | 0 | 0
0.78683 | 0.1099 | 0.19197 | 204.164 | 80 | 0 | 0
0.76143 | 0.0064 | 0.20529 | 207 | 78.979 | 0 | 0
0.74843 | 0 | 0.22069 | 207 | 74.843 | 0 | 0
0.71712 | 0 | 0.24532 | 207 | 71.712 | 0 | 0
0.68003 | 0 | 0.26753 | 207 | 68.003 | 0 | 0
0.63719 | 0 | 0.24839 | 207 | 63.719 | 0 | 0
0.60356 | 0 | 0.22676 | 207 | 60.356 | 0 | 0
0.57948 | 0 | 0.17541 | 207 | 57.948 | 0 | 0
0.56141 | 0 | 0.13768 | 207 | 56.141 | 0 | 0
0.54613 | 0 | 0.11895 | 207 | 54.613 | 0 | 0
0.53938 | 0 | 0.10211 | 207 | 53.938 | 0 | 0
0.5389 | 0 | 0.10707 | 207 | 53.89 | 0 | 0
0.53583 | 0.0255 | 0.08203 | 207 | 53.583 | 0 | 0
0.54994 | 0.2149 | 0.06253 | 207 | 54.994 | 0 | 0
0.58612 | 0.4139 | 0.04266 | 207 | 58.612 | 0 | 0
0.62356 | 0.5621 | 0.05036 | 207 | 62.356 | 0 | 0
0.66326 | 0.6404 | 0.05544 | 207 | 66.326 | 0 | 0
0.7047 | 0.7813 | 0.06568 | 207 | 70.47 | 0 | 0
0.74225 | 0.8025 | 0.069 | 207 | 74.225 | 0 | 0
0.77539 | 0.824 | 0.09273 | 207 | 77.539 | 0 | 0
0.80026 | 0.7965 | 0.11875 | 206.974 | 80 | 0 | 0
0.82427 | 0.6923 | 0.12366 | 204.547 | 80 | 0 | 0
0.8373 | 0.6998 | 0.13038 | 200.817 | 80 | 0 | 0
0.84146 | 0.636 | 0.15009 | 196.671 | 80 | 0 | 0
0.82815 | 0.2815 | 0.16259 | 193.856 | 80 | 0 | 0
0.79902 | 0.0172 | 0.18267 | 193.954 | 80 | 0 | 0
0.78204 | 0 | 0.21065 | 195.75 | 80 | 0 | 0
0.74285 | 0 | 0.25523 | 201.465 | 80 | 0 | 0
0.68914 | 0 | 0.29641 | 207 | 74.449 | 0 | 0
0.64111 | 0 | 0.32588 | 207 | 64.111 | 0 | 0
0.60072 | 0 | 0.30899 | 207 | 60.072 | 0 | 0
0.57594 | 0 | 0.27531 | 207 | 57.594 | 0 | 0
0.55721 | 0 | 0.24733 | 207 | 55.721 | 0 | 0
0.55105 | 0 | 0.22422 | 207 | 55.105 | 0 | 0
0.55679 | 0 | 0.21201 | 207 | 55.679 | 0 | 0
0.57736 | 0.0001 | 0.19451 | 207 | 57.736 | 0 | 0
0.59527 | 0.0592 | 0.16476 | 207 | 59.527 | 0 | 0
0.61935 | 0.4363 | 0.111 | 207 | 61.935 | 0 | 0
0.66943 | 0.7295 | 0.07683 | 207 | 66.943 | 0 | 0
0.72599 | 0.8161 | 0.06986 | 207 | 72.599 | 0 | 0
0.78055 | 0.849 | 0.04765 | 207 | 78.055 | 0 | 0
0.82957 | 0.8191 | 0.02672 | 204.043 | 80 | 0 | 0
0.87304 | 0.8235 | 0.02385 | 196.739 | 80 | 0 | 0
0.90403 | 0.8217 | 0.04614 | 186.336 | 80 | 0 | 0
0.9234 | 0.8077 | 0.05183 | 173.996 | 80 | 0 | 0
0.93559 | 0.7688 | 0.07699 | 160.437 | 80 | 0 | 0
0.93563 | 0.7178 | 0.09314 | 146.874 | 80 | 0 | 0
0.9308 | 0.606 | 0.13673 | 133.794 | 80 | 0 | 0
0.90928 | 0.3285 | 0.21393 | 122.866 | 80 | 0 | 0
0.87108 | 0.0256 | 0.26183 | 115.758 | 80 | 0 | 0
0.8518 | 0 | 0.30363 | 110.578 | 80 | 0 | 0
0.8036 | 0 | 0.39012 | 110.218 | 80 | 0 | 0
0.74343 | 0 | 0.40664 | 115.875 | 80 | 0 | 0
0.68573 | 0 | 0.40988 | 127.302 | 80 | 0 | 0
0.64441 | 0 | 0.41451 | 142.861 | 80 | 0 | 0
0.61223 | 0 | 0.39611 | 161.638 | 80 | 0 | 0
0.5907 | 0 | 0.35812 | 182.568 | 80 | 0 | 0
0.57927 | 0 | 0.33358 | 204.641 | 80 | 0 | 0
0.58295 | 0 | 0.29703 | 207 | 60.654 | 0 | 0
0.60278 | 0.0001 | 0.26585 | 207 | 60.278 | 0 | 0
0.61763 | 0.0486 | 0.24548 | 207 | 61.763 | 0 | 0
0.63855 | 0.3844 | 0.17853 | 207 | 63.855 | 0 | 0
0.68208 | 0.6938 | 0.12534 | 207 | 68.208 | 0 | 0
0.7414 | 0.7929 | 0.12149 | 207 | 74.14 | 0 | 0
0.7999 | 0.8159 | 0.10166 | 207 | 79.99 | 0 | 0
0.85621 | 0.8188 | 0.09121 | 201.379 | 80 | 0 | 0
0.90098 | 0.7111 | 0.08683 | 191.281 | 80 | 0 | 0
0.92823 | 0.7913 | 0.1017 | 178.458 | 80 | 0 | 0
0.94787 | 0.7604 | 0.13059 | 163.671 | 80 | 0 | 0
0.95415 | 0.7959 | 0.14538 | 148.256 | 80 | 0 | 0
0.95183 | 0.7125 | 0.15747 | 133.073 | 80 | 0 | 0
0.94512 | 0.6045 | 0.18918 | 118.561 | 80 | 0 | 0
0.9197 | 0.2732 | 0.25888 | 106.591 | 80 | 0 | 0
0.88233 | 0.0189 | 0.29367 | 98.358 | 80 | 0 | 0
0.86182 | 0 | 0.32698 | 92.176 | 80 | 0 | 0
0.81542 | 0 | 0.37931 | 90.634 | 80 | 0 | 0
0.75487 | 0 | 0.4195 | 95.147 | 80 | 0 | 0
0.70069 | 0 | 0.4755 | 105.078 | 80 | 0 | 0
0.65855 | 0 | 0.48959 | 119.223 | 80 | 0 | 0
0.62749 | 0 | 0.46185 | 136.474 | 80 | 0 | 0
0.60635 | 0 | 0.45447 | 155.839 | 80 | 0 | 0
0.59809 | 0 | 0.47451 | 176.03 | 80 | 0 | 0
0.6009 | 0 | 0.46103 | 195.94 | 80 | 0 | 0
0.62135 | 0.0001 | 0.44091 | 207 | 73.195 | 0 | 0
0.63582 | 0.0498 | 0.42612 | 207 | 63.582 | 0 | 0
0.65258 | 0.3967 | 0.35937 | 207 | 65.258 | 0 | 0
0.69367 | 0.7173 | 0.33253 | 207 | 69.367 | 0 | 0
0.75156 | 0.8209 | 0.3574 | 207 | 75.156 | 0 | 0
0.80972 | 0.8683 | 0.27287 | 206.028 | 80 | 0 | 0
0.86399 | 0.8662 | 0.20632 | 199.629 | 80 | 0 | 0
0.91386 | 0.8548 | 0.20341 | 188.243 | 80 | 0 | 0
0.95354 | 0.8506 | 0.20632 | 172.889 | 80 | 0 | 0
0.9758 | 0.8152 | 0.2425 | 155.309 | 80 | 0 | 0
0.98072 | 0.7461 | 0.29553 | 137.237 | 80 | 0 | 0
0.98021 | 0.7293 | 0.28254 | 119.216 | 80 | 0 | 0
0.9742 | 0.5958 | 0.32691 | 101.796 | 80 | 0 | 0
0.95223 | 0.2937 | 0.35691 | 86.573 | 80 | 0 | 0
0.91123 | 0.0169 | 0.4228 | 75.45 | 80 | 0 | 0
0.88597 | 0 | 0.47701 | 66.853 | 80 | 0 | 0
0.8359 | 0 | 0.54229 | 63.263 | 80 | 0 | 0
0.77689 | 0 | 0.57589 | 65.574 | 80 | 0 | 0
0.71814 | 0 | 0.59474 | 73.76 | 80 | 0 | 0
0.67158 | 0 | 0.56806 | 86.602 | 80 | 0 | 0
0.63966 | 0 | 0.54409 | 102.636 | 80 | 1.4211e-14 | -1.4211e-14
0.61778 | 0 | 0.5552 | 120.858 | 80 | 0 | 0
0.60791 | 0 | 0.58072 | 140.067 | 80 | 0 | 0
0.61135 | 0 | 0.55475 | 158.932 | 80 | 0 | 0
0.62811 | 0 | 0.48808 | 176.121 | 80 | 0 | 0
0.64124 | 0.0383 | 0.43251 | 191.997 | 80 | 0 | 0
0.65571 | 0.3179 | 0.38432 | 206.426 | 80 | 0 | 0
0.69715 | 0.6301 | 0.35982 | 207 | 70.289 | 0 | 0
0.74877 | 0.7968 | 0.35929 | 207 | 74.877 | 0 | 0
0.80341 | 0.8532 | 0.30979 | 206.659 | 80 | 0 | 0
0.85592 | 0.8591 | 0.27282 | 201.067 | 80 | 0 | 0
0.90428 | 0.8399 | 0.28553 | 190.639 | 80 | 0 | 0
0.94309 | 0.8723 | 0.28717 | 176.33 | 80 | 0 | 0
0.9619 | 0.86 | 0.30483 | 160.14 | 80 | 0 | 0
0.96935 | 0.8365 | 0.32433 | 143.205 | 80 | 0 | 0
0.96901 | 0.7861 | 0.3522 | 126.304 | 80 | 0 | 0
0.95641 | 0.6406 | 0.37129 | 110.663 | 80 | 0 | 0
0.93088 | 0.2928 | 0.43022 | 97.575 | 80 | 0 | 0
0.89492 | 0.0169 | 0.4503 | 88.083 | 80 | 0 | 0
0.87274 | 0 | 0.48467 | 80.809 | 80 | 0 | 0
0.82789 | 0 | 0.53176 | 78.02 | 80 | 0 | 0
0.76983 | 0 | 0.5672 | 81.037 | 80 | 0 | 0
0.71735 | 0 | 0.56376 | 89.302 | 80 | 0 | 0
0.67341 | 0 | 0.54753 | 101.961 | 80 | 0 | 0
0.64128 | 0 | 0.51787 | 117.833 | 80 | 0 | 0
0.61952 | 0 | 0.48525 | 135.881 | 80 | 0 | 0
0.60862 | 0 | 0.463 | 155.019 | 80 | 0 | 0
0.613 | 0 | 0.43612 | 173.719 | 80 | 0 | 0
0.63266 | 0 | 0.40239 | 190.453 | 80 | 0 | 0
0.64509 | 0.0378 | 0.40448 | 205.944 | 80 | 0 | 0
0.66154 | 0.3615 | 0.35552 | 207 | 67.21 | 0 | 0
0.70306 | 0.6995 | 0.3052 | 207 | 70.306 | 0 | 0
0.75652 | 0.8463 | 0.28999 | 207 | 75.652 | 0 | 0
0.81344 | 0.8852 | 0.24672 | 205.656 | 80 | 0 | 0
0.86637 | 0.8898 | 0.24451 | 199.019 | 80 | 0 | 0
0.91387 | 0.8821 | 0.24475 | 187.632 | 80 | 0 | 0
0.94696 | 0.8799 | 0.27028 | 172.936 | 80 | 0 | 0
0.97176 | 0.8678 | 0.30274 | 155.76 | 80 | 0 | 0
0.98005 | 0.8295 | 0.32667 | 137.755 | 80 | 0 | 0
0.97855 | 0.7486 | 0.39891 | 119.9 | 80 | 0 | 0
0.96642 | 0.5757 | 0.40973 | 103.258 | 80 | 0 | 0
0.93422 | 0.2016 | 0.42403 | 89.836 | 80 | 0 | 0
0.88947 | 0.0054 | 0.4219 | 80.889 | 80 | 0 | 0
0.86566 | 0 | 0.4285 | 74.323 | 80 | 0 | 0
0.82352 | 0 | 0.50287 | 71.971 | 80 | 0 | 0
0.77064 | 0 | 0.54692 | 74.907 | 80 | 0 | 0
0.72332 | 0 | 0.62441 | 82.575 | 80 | 0 | 0
0.67849 | 0 | 0.60777 | 94.726 | 80 | 0 | 0
0.64243 | 0 | 0.58974 | 110.483 | 80 | 0 | 0
0.61868 | 0 | 0.56843 | 128.615 | 80 | 0 | 0
0.5994 | 0 | 0.52979 | 148.675 | 80 | 0 | 0
0.58986 | 0 | 0.48095 | 169.689 | 80 | 0 | 0
0.59019 | 0 | 0.42218 | 190.67 | 80 | 0 | 0
0.59016 | 0.0408 | 0.36084 | 207 | 75.346 | 0 | 0
0.60906 | 0.3687 | 0.3106 | 207 | 60.906 | 0 | 0
0.66204 | 0.6838 | 0.34445 | 207 | 66.204 | 0 | 0
0.71997 | 0.824 | 0.3581 | 207 | 71.997 | 0 | 0
0.77975 | 0.8831 | 0.32044 | 207 | 77.975 | 0 | 0
0.83341 | 0.9044 | 0.28327 | 203.659 | 80 | 0 | 0
0.87691 | 0.8995 | 0.2543 | 195.968 | 80 | 0 | 0
0.91221 | 0.8934 | 0.24902 | 184.747 | 80 | 0 | 0
0.93964 | 0.8733 | 0.27881 | 170.783 | 80 | 0 | 0
0.95739 | 0.7688 | 0.30163 | 155.044 | 80 | 0 | 0
0.96295 | 0.6741 | 0.32331 | 138.749 | 80 | 0 | 0
0.95313 | 0.5328 | 0.3572 | 123.436 | 80 | 0 | 0
0.92693 | 0.1402 | 0.38973 | 110.743 | 80 | 0 | 0
0.88528 | 0.0029 | 0.40395 | 102.215 | 80 | 0 | 0
0.86155 | 0 | 0.47472 | 96.06 | 80 | 0 | 0
0.81872 | 0 | 0.58912 | 94.188 | 80 | 0 | 0
0.77162 | 0 | 0.64428 | 97.026 | 80 | 0 | 0
0.72171 | 0 | 0.64174 | 104.855 | 80 | 0 | 0
0.67494 | 0 | 0.57282 | 117.361 | 80 | 0 | 0
0.64318 | 0 | 0.574 | 133.043 | 80 | 0 | 0
0.61755 | 0 | 0.58052 | 151.288 | 80 | 0 | 0
0.60215 | 0 | 0.58253 | 171.073 | 80 | 0 | 0
0.58854 | 0 | 0.56343 | 192.219 | 80 | 0 | 0
0.5807 | 0.0001 | 0.53213 | 207 | 72.851 | 0 | 0
0.57434 | 0.0456 | 0.51766 | 207 | 57.434 | 0 | 0
0.59561 | 0.402 | 0.4548 | 207 | 59.561 | 0 | 0
0.64585 | 0.7606 | 0.43944 | 207 | 64.585 | 0 | 0
0.70422 | 0.8341 | 0.48549 | 207 | 70.422 | 0 | 0
0.76139 | 0.8792 | 0.40133 | 207 | 76.139 | 0 | 0
0.81904 | 0.887 | 0.30155 | 205.096 | 80 | 0 | 0
0.86692 | 0.8878 | 0.26549 | 198.404 | 80 | 0 | 0
0.90655 | 0.8931 | 0.27418 | 187.749 | 80 | 0 | 0
0.9354 | 0.8837 | 0.30352 | 174.209 | 80 | 0 | 0
0.95369 | 0.8465 | 0.31446 | 158.84 | 80 | 0 | 0
0.9646 | 0.7878 | 0.35228 | 142.38 | 80 | 0 | 0
0.96036 | 0.6603 | 0.38514 | 126.344 | 80 | 0 | 0
0.93494 | 0.2629 | 0.4587 | 112.85 | 80 | 0 | 0
0.90047 | 0.0064 | 0.4873 | 102.803 | 80 | 0 | 0
0.87789 | 0 | 0.52676 | 95.014 | 80 | 0 | 0
0.83628 | 0 | 0.58908 | 91.386 | 80 | 0 | 0
0.77518 | 0 | 0.5799 | 93.868 | 80 | 0 | 0
0.72061 | 0 | 0.53389 | 101.807 | 80 | 0 | 0
0.67571 | 0 | 0.51385 | 114.236 | 80 | 0 | 0
0.64084 | 0 | 0.47128 | 130.152 | 80 | 0 | 0
0.62026 | 0 | 0.44915 | 148.126 | 80 | 0 | 0
0.60995 | 0 | 0.44792 | 167.131 | 80 | 0 | 0
0.61291 | 0 | 0.44993 | 185.84 | 80 | 0 | 0
0.6344 | 0 | 0.43927 | 202.4 | 80 | 0 | 0
0.64996 | 0.0463 | 0.4319 | 207 | 69.596 | 0 | 0
0.66734 | 0.4123 | 0.39141 | 207 | 66.734 | 0 | 0
0.71516 | 0.7514 | 0.37527 | 207 | 71.516 | 0 | 0
0.77007 | 0.8398 | 0.42354 | 207 | 77.007 | 0 | 0
0.83103 | 0.8804 | 0.34896 | 203.897 | 80 | 0 | 0
0.88508 | 0.898 | 0.23947 | 195.389 | 80 | 0 | 0
0.93154 | 0.894 | 0.20185 | 182.235 | 80 | 0 | 0
0.96732 | 0.8772 | 0.22681 | 165.503 | 80 | 0 | 0
0.99109 | 0.8293 | 0.24537 | 146.394 | 80 | 0 | 0
0.9998 | 0.7925 | 0.29081 | 126.414 | 80 | 0 | 0
1 | 0.7502 | 0.31675 | 106.414 | 80 | 0 | 0
0.99539 | 0.6445 | 0.33462 | 86.875 | 80 | 0 | 0
0.97994 | 0.278 | 0.39149 | 68.881 | 80 | 0 | 0
0.93942 | 0.0142 | 0.44026 | 54.939 | 80 | 0 | 0
0.91277 | 0 | 0.50955 | 43.662 | 80 | 0 | 0
0.85919 | 0 | 0.59269 | 37.743 | 80 | 0 | 0
0.79685 | 0 | 0.63203 | 38.058 | 80 | 0 | 0
0.74085 | 0 | 0.6635 | 43.973 | 80 | 0 | 0
0.6931 | 0 | 0.63998 | 54.663 | 80 | 0 | 0
0.65879 | 0 | 0.62404 | 68.784 | 80 | 0 | 0
0.63287 | 0 | 0.5454 | 85.497 | 80 | 0 | 0
0.61707 | 0 | 0.48361 | 103.79 | 80 | 0 | 0
0.61708 | 0 | 0.42956 | 122.082 | 80 | 0 | 0
0.63545 | 0 | 0.35105 | 138.537 | 80 | 0 | 0
0.64813 | 0.046 | 0.27856 | 153.724 | 80 | 0 | 0
0.66604 | 0.403 | 0.19087 | 167.12 | 80 | 0 | 0
0.70985 | 0.7876 | 0.16628 | 176.135 | 80 | 0 | 0
0.76732 | 0.8678 | 0.16161 | 179.403 | 80 | 0 | 0
0.82797 | 0.8717 | 0.12137 | 176.606 | 80 | 0 | 0
0.88173 | 0.8757 | 0.11109 | 168.433 | 80 | 0 | 0
0.93515 | 0.8896 | 0.13801 | 154.918 | 80 | 0 | 0
0.9705 | 0.8842 | 0.1567 | 137.868 | 80 | 0 | 0
0.99341 | 0.7434 | 0.17743 | 118.527 | 80 | 0 | 0
0.99352 | 0.5986 | 0.2007 | 99.175 | 80 | 0 | 0
0.99588 | 0.6019 | 0.24475 | 79.587 | 80 | 0 | 0
0.9894 | 0.4766 | 0.29639 | 60.647 | 80 | 0 | 0
0.9663 | 0.1665 | 0.32638 | 44.017 | 80 | 0 | 0
0.92915 | 0.0032 | 0.35638 | 31.102 | 80 | 0 | 0
0.9051 | 0 | 0.33531 | 20.592 | 80 | 0 | 0
0.85239 | 0 | 0.33966 | 15.353 | 80 | 0 | 0
0.7881 | 0 | 0.34126 | 16.543 | 80 | 0 | 0
0.72906 | 0 | 0.32445 | 23.637 | 80 | 0 | 0
0.68623 | 0 | 0.33089 | 35.014 | 80 | 0 | 0
0.65255 | 0 | 0.30192 | 49.759 | 80 | 0 | 0
0.62772 | 0 | 0.29557 | 66.987 | 80 | 0 | 0
0.61895 | 0 | 0.27528 | 85.092 | 80 | 0 | 0
0.6162 | 0 | 0.27991 | 103.472 | 80 | 0 | 0
0.63189 | 0 | 0.28835 | 120.283 | 80 | 0 | 0
0.64892 | 0.0287 | 0.2718 | 135.391 | 80 | 0 | 0
0.65383 | 0.3152 | 0.26541 | 150.008 | 80 | 0 | 0
0.68475 | 0.5318 | 0.23521 | 161.533 | 80 | 0 | 0
0.73055 | 0.6042 | 0.24267 | 168.478 | 80 | 0 | 0
0.78549 | 0.6932 | 0.22681 | 169.929 | 80 | 0 | 0
0.83633 | 0.7701 | 0.19128 | 166.296 | 80 | 0 | 0
0.87958 | 0.7617 | 0.14342 | 158.338 | 80 | 0 | 0
0.91442 | 0.8103 | 0.1587 | 146.896 | 80 | 0 | 0
0.94056 | 0.6695 | 0.18587 | 132.84 | 80 | 0 | 0
0.9599 | 0.5834 | 0.20103 | 116.85 | 80 | 0 | 0
0.9611 | 0.4302 | 0.19919 | 100.74 | 80 | 0 | 0
0.94549 | 0.3615 | 0.15329 | 86.191 | 80 | 0 | 0
0.90589 | 0.1192 | 0.15288 | 75.602 | 80 | 0 | 0
0.86433 | 0.0036 | 0.18829 | 69.169 | 80 | 0 | 0
0.83802 | 0 | 0.19566 | 65.367 | 80 | 0 | 0
0.78557 | 0 | 0.22849 | 66.81 | 80 | 0 | 0
0.72417 | 0 | 0.25836 | 74.393 | 80 | 0 | 0
0.67151 | 0 | 0.26192 | 87.242 | 80 | 0 | 0
0.63097 | 0 | 0.24803 | 104.145 | 80 | 0 | 0
0.59986 | 0 | 0.2232 | 124.159 | 80 | 0 | 0
0.57866 | 0 | 0.2048 | 146.293 | 80 | 0 | 0
0.57042 | 0 | 0.1821 | 169.251 | 80 | 0 | 0
0.57257 | 0 | 0.11146 | 191.994 | 80 | 0 | 0
0.59661 | 0 | 0.07175 | 207 | 74.667 | 0 | 0
0.61577 | 0.0378 | 0.06618 | 207 | 61.577 | 0 | 0
0.62933 | 0.3495 | 0.05098 | 207 | 62.933 | 0 | 0
0.67198 | 0.7589 | 0.06134 | 207 | 67.198 | 0 | 0
0.72733 | 0.8572 | 0.05745 | 207 | 72.733 | 0 | 0
0.78877 | 0.8736 | 0.03635 | 207 | 78.877 | 0 | 0
0.84563 | 0.8789 | 0.06519 | 202.437 | 80 | 0 | 0
0.89209 | 0.8534 | 0.08568 | 193.228 | 80 | 0 | 0
0.923 | 0.8546 | 0.09175 | 180.928 | 80 | 0 | 0
0.9465 | 0.7679 | 0.08417 | 166.278 | 80 | 0 | 0
0.95197 | 0.6887 | 0.09613 | 151.081 | 80 | 0 | 0
0.94912 | 0.6408 | 0.12932 | 136.169 | 80 | 0 | 0
0.94104 | 0.4326 | 0.15432 | 122.065 | 80 | 0 | 0
0.9205 | 0.2045 | 0.18108 | 110.015 | 80 | 0 | 0
0.88477 | 0.0084 | 0.2532 | 101.538 | 80 | 0 | 0
0.85934 | 0 | 0.33535 | 95.604 | 80 | 0 | 0
0.80898 | 0 | 0.42608 | 94.706 | 80 | 0 | 0
0.74963 | 0 | 0.44886 | 99.743 | 80 | 0 | 0
0.69202 | 0 | 0.48013 | 110.541 | 80 | 0 | 0
0.65329 | 0 | 0.55216 | 125.212 | 80 | 0 | 0
0.62148 | 0 | 0.53917 | 143.064 | 80 | 0 | 0
0.60219 | 0 | 0.51725 | 162.845 | 80 | 0 | 0
0.59174 | 0 | 0.47718 | 183.671 | 80 | 0 | 0
0.59324 | 0 | 0.47132 | 204.347 | 80 | 0 | 0
0.61534 | 0 | 0.42296 | 207 | 64.187 | 0 | 0
0.63265 | 0.0427 | 0.37854 | 207 | 63.265 | 0 | 0
0.64644 | 0.4162 | 0.35523 | 207 | 64.644 | 0 | 0
0.69021 | 0.7672 | 0.25799 | 207 | 69.021 | 0 | 0
0.75285 | 0.874 | 0.29212 | 207 | 75.285 | 0 | 0
0.81108 | 0.9053 | 0.26688 | 205.892 | 80 | 0 | 0
0.86503 | 0.9124 | 0.2071 | 199.389 | 80 | 0 | 0
0.91203 | 0.8877 | 0.16395 | 188.186 | 80 | 0 | 0
0.95075 | 0.8128 | 0.16129 | 173.111 | 80 | 0 | 0
0.96782 | 0.7309 | 0.20198 | 156.329 | 80 | 0 | 0
0.97715 | 0.7758 | 0.22963 | 138.614 | 80 | 0 | 0
0.97385 | 0.7268 | 0.27631 | 121.229 | 80 | 0 | 0
0.96289 | 0.467 | 0.35363 | 104.94 | 80 | 0 | 0
0.92887 | 0.2057 | 0.4355 | 92.053 | 80 | 0 | 0
0.89115 | 0.0064 | 0.50352 | 82.938 | 80 | 0 | 0
0.86687 | 0 | 0.52807 | 76.251 | 80 | 0 | 0
0.82151 | 0 | 0.60896 | 74.1 | 80 | 0 | 0
0.76837 | 0 | 0.59716 | 77.263 | 80 | 0 | 0
0.72213 | 0 | 0.58437 | 85.05 | 80 | 0 | 0
0.68154 | 0 | 0.61445 | 96.896 | 80 | 0 | 0
0.64998 | 0 | 0.60785 | 111.898 | 80 | 0 | 0
0.62543 | 0 | 0.56339 | 129.355 | 80 | 0 | 0
0.60895 | 0 | 0.54303 | 148.46 | 80 | 0 | 0
0.59936 | 0 | 0.5175 | 168.524 | 80 | 0 | 0
0.59974 | 0 | 0.54438 | 188.55 | 80 | 0 | 0
0.60057 | 0.0375 | 0.54434 | 207 | 78.507 | 0 | 0
0.61932 | 0.3741 | 0.49934 | 207 | 61.932 | 0 | 0
0.67116 | 0.7804 | 0.48787 | 207 | 67.116 | 0 | 0
0.73423 | 0.8965 | 0.57904 | 207 | 73.423 | 0 | 0
0.7895 | 0.918 | 0.5452 | 207 | 78.95 | 0 | 0
0.83907 | 0.89 | 0.47841 | 203.093 | 80 | 0 | 0
0.8828 | 0.8617 | 0.41395 | 194.813 | 80 | 0 | 0
0.91236 | 0.8104 | 0.37596 | 183.577 | 80 | 0 | 0
0.93604 | 0.7027 | 0.37199 | 169.973 | 80 | 0 | 0
0.94718 | 0.602 | 0.37023 | 155.255 | 80 | 0 | 0
0.94831 | 0.443 | 0.40887 | 140.424 | 80 | 0 | 0
0.93928 | 0.3193 | 0.42882 | 126.496 | 80 | 0 | 0
0.91362 | 0.1389 | 0.53151 | 115.134 | 80 | 0 | 0
0.87086 | 0.0065 | 0.47857 | 108.048 | 80 | 0 | 0
0.8516 | 0 | 0.53794 | 102.888 | 80 | 0 | 0
0.81001 | 0 | 0.60252 | 101.887 | 80 | 0 | 0
0.76421 | 0 | 0.61338 | 105.466 | 80 | 0 | 0
0.71711 | 0 | 0.60531 | 113.755 | 80 | 0 | 0
0.67824 | 0 | 0.59748 | 125.931 | 80 | 0 | 0
0.64724 | 0 | 0.61375 | 141.207 | 80 | 0 | 0
0.62295 | 0 | 0.62482 | 158.912 | 80 | 0 | 0
0.60788 | 0 | 0.60883 | 178.124 | 80 | 0 | 0
0.59555 | 0 | 0.60478 | 198.569 | 80 | 0 | 0
0.59383 | 0 | 0.59699 | 207 | 67.814 | 0 | 0
0.58913 | 0.0265 | 0.58658 | 207 | 58.913 | 0 | 0
0.60536 | 0.3293 | 0.58425 | 207 | 60.536 | 0 | 0
0.65905 | 0.7155 | 0.62244 | 207 | 65.905 | 0 | 0
0.71862 | 0.8105 | 0.67673 | 207 | 71.862 | 0 | 0
0.76821 | 0.8714 | 0.58286 | 207 | 76.821 | 0 | 0
0.81615 | 0.9167 | 0.46927 | 205.385 | 80 | 0 | 0
0.85513 | 0.9148 | 0.3558 | 199.872 | 80 | 0 | 0
0.89544 | 0.8964 | 0.32269 | 190.328 | 80 | 0 | 0
0.9255 | 0.853 | 0.29118 | 177.778 | 80 | 0 | 0
0.94905 | 0.7686 | 0.28127 | 162.873 | 80 | 0 | 0
0.95696 | 0.6434 | 0.30114 | 147.177 | 80 | 0 | 0
0.9536 | 0.5055 | 0.33863 | 131.817 | 80 | 0 | 0
0.92937 | 0.165 | 0.40731 | 118.88 | 80 | 0 | 0
0.89536 | 0.0061 | 0.49377 | 109.344 | 80 | 0 | 0
0.87337 | 0 | 0.51869 | 102.007 | 80 | 0 | 0
0.82541 | 0 | 0.55749 | 99.466 | 80 | 0 | 0
0.76713 | 0 | 0.59294 | 102.753 | 80 | 0 | 0
0.71209 | 0 | 0.58437 | 111.544 | 80 | 0 | 0
0.67358 | 0 | 0.59392 | 124.186 | 80 | 0 | 0
0.64391 | 0 | 0.59335 | 139.795 | 80 | 0 | 0
0.62521 | 0 | 0.53483 | 157.274 | 80 | 0 | 0
0.6168 | 0 | 0.50266 | 175.594 | 80 | 0 | 0
0.62313 | 0 | 0.47607 | 193.281 | 80 | 0 | 0
0.64307 | 0 | 0.47209 | 207 | 78.026 | 0 | 0
0.66169 | 0.0321 | 0.44821 | 207 | 66.169 | 0 | 0
0.67402 | 0.2301 | 0.40563 | 207 | 67.402 | 0 | 0
0.71275 | 0.5642 | 0.36805 | 207 | 71.275 | 0 | 0
0.76538 | 0.7965 | 0.41813 | 207 | 76.538 | 0 | 0
0.81483 | 0.8468 | 0.3186 | 205.517 | 80 | 0 | 0
0.86648 | 0.8733 | 0.26438 | 198.869 | 80 | 0 | 0
0.91454 | 0.8801 | 0.2727 | 187.415 | 80 | 0 | 0
0.95737 | 0.8923 | 0.29475 | 171.678 | 80 | 0 | 0
0.98346 | 0.9017 | 0.32568 | 153.332 | 80 | 0 | 0
0.99094 | 0.8833 | 0.34978 | 134.238 | 80 | 0 | 0
0.98853 | 0.8456 | 0.37777 | 115.385 | 80 | 0 | 0
0.98051 | 0.6641 | 0.37686 | 97.334 | 80 | 0 | 0
0.95251 | 0.2149 | 0.38703 | 82.083 | 80 | 0 | 0
0.91563 | 0.0041 | 0.37072 | 70.52 | 80 | 0 | 0
0.89574 | 0 | 0.4353 | 60.946 | 80 | 0 | 0
0.83954 | 0 | 0.48996 | 56.992 | 80 | 0 | 0
0.7765 | 0 | 0.53487 | 59.342 | 80 | 0 | 0
0.72058 | 0 | 0.579 | 67.284 | 80 | 0 | 0
0.67665 | 0 | 0.58113 | 79.619 | 80 | 0 | 0
0.64489 | 0 | 0.55798 | 95.13 | 80 | 0 | 0
0.62254 | 0 | 0.52172 | 112.876 | 80 | -1.4211e-14 | 1.4211e-14
0.61339 | 0 | 0.47673 | 131.537 | 80 | 0 | 0
0.61351 | 0 | 0.43509 | 150.186 | 80 | 0 | 0
0.63493 | 0 | 0.37572 | 166.693 | 80 | 0 | 0
0.65473 | 0.0345 | 0.33294 | 181.22 | 80 | 0 | 0
0.66078 | 0.4067 | 0.26319 | 195.142 | 80 | 0 | 0
0.70065 | 0.7954 | 0.19153 | 205.077 | 80 | 0 | 0
0.75621 | 0.892 | 0.22349 | 207 | 77.544 | 0 | 0
0.81244 | 0.8801 | 0.20747 | 205.756 | 80 | 0 | 0
0.86283 | 0.8842 | 0.17091 | 199.473 | 80 | 0 | 0
0.89476 | 0.8779 | 0.17518 | 189.997 | 80 | 0 | 0
0.91354 | 0.8979 | 0.18354 | 178.643 | 80 | 0 | 0
0.93253 | 0.8798 | 0.20181 | 165.39 | 80 | 0 | 0
0.95024 | 0.8293 | 0.22857 | 150.366 | 80 | 0 | 0
0.9564 | 0.7982 | 0.2795 | 134.726 | 80 | 0 | 0
0.94843 | 0.6434 | 0.30643 | 119.883 | 80 | 0 | 0
0.92133 | 0.2228 | 0.36306 | 107.75 | 80 | 0 | 0
0.88659 | 0.0053 | 0.35306 | 99.091 | 80 | 0 | 0
0.86263 | 0 | 0.35695 | 92.828 | 80 | 0 | 0
0.81064 | 0 | 0.40756 | 91.764 | 80 | 0 | 0
0.74513 | 0 | 0.44956 | 97.251 | 80 | 0 | 0
0.69132 | 0 | 0.46403 | 108.119 | 80 | 0 | 0
0.65152 | 0 | 0.44824 | 122.967 | 80 | 0 | 0
0.61813 | 0 | 0.43006 | 141.154 | 80 | -1.4211e-14 | 1.4211e-14
0.59671 | 0 | 0.42283 | 161.483 | 80 | 0 | 0
0.58659 | 0 | 0.41968 | 182.824 | 80 | 0 | 0
0.59057 | 0 | 0.4196 | 203.767 | 80 | 0 | 0
0.6147 | 0 | 0.41257 | 207 | 64.703 | 0 | 0
0.63656 | 0.0323 | 0.36378 | 207 | 63.656 | 0 | 0
0.64272 | 0.3963 | 0.29228 | 207 | 64.272 | 0 | 0
0.68075 | 0.7852 | 0.21016 | 207 | 68.075 | 0 | 0
0.73526 | 0.8677 | 0.26223 | 207 | 73.526 | 0 | 0
0.79033 | 0.9151 | 0.20782 | 207 | 79.033 | 0 | 0
0.84088 | 0.8991 | 0.14053 | 202.912 | 80 | 0 | 0
0.88596 | 0.8763 | 0.14218 | 194.316 | 80 | 0 | 0
0.92412 | 0.8584 | 0.1503 | 181.904 | 80 | 0 | 0
0.94476 | 0.8356 | 0.16714 | 167.428 | 80 | 0 | 0
0.95661 | 0.8155 | 0.1831 | 151.767 | 80 | 0 | 0
0.96295 | 0.7924 | 0.24021 | 135.472 | 80 | 0 | 0
0.9516 | 0.6522 | 0.31353 | 120.312 | 80 | 0 | 0
0.92309 | 0.2552 | 0.39908 | 108.003 | 80 | 0 | 0
0.88377 | 0.005 | 0.4305 | 99.626 | 80 | 0 | 0
0.86021 | 0 | 0.43576 | 93.605 | 80 | 0 | 0
0.80734 | 0 | 0.47671 | 92.871 | 80 | 0 | 0
0.74458 | 0 | 0.498 | 98.413 | 80 | 0 | 0
0.68843 | 0 | 0.4984 | 109.57 | 80 | 0 | 0
0.64578 | 0 | 0.48011 | 124.992 | 80 | 0 | 0
0.61543 | 0 | 0.4242 | 143.449 | 80 | 0 | 0
0.59287 | 0 | 0.3721 | 164.162 | 80 | 0 | 0
0.58216 | 0 | 0.34568 | 185.946 | 80 | 0 | 0
0.58507 | 0 | 0.28723 | 207 | 79.561 | 0 | 0
0.61085 | 0 | 0.23771 | 207 | 61.085 | 0 | 0
0.63332 | 0.0307 | 0.2186 | 207 | 63.332 | 0 | 0
0.64112 | 0.3535 | 0.17817 | 207 | 64.112 | 0 | 0
0.68183 | 0.7725 | 0.14582 | 207 | 68.183 | 0 | 0
0.73242 | 0.8638 | 0.16719 | 207 | 73.242 | 0 | 0
0.78252 | 0.8983 | 0.11645 | 207 | 78.252 | 0 | 0
0.82761 | 0.8633 | 0.08466 | 204.239 | 80 | 0 | 0
0.87343 | 0.8391 | 0.07065 | 196.896 | 80 | 0 | 0
0.91319 | 0.7692 | 0.11152 | 185.577 | 80 | 0 | 0
0.9371 | 0.6865 | 0.15907 | 171.867 | 80 | 0 | 0
0.9502 | 0.5579 | 0.17942 | 156.847 | 80 | 0 | 0
0.95255 | 0.4028 | 0.22071 | 141.592 | 80 | 0 | 0
0.94005 | 0.3779 | 0.32872 | 127.587 | 80 | 0 | 0
0.90992 | 0.0786 | 0.36567 | 116.595 | 80 | 0 | 0
0.87065 | 0.0007 | 0.36862 | 109.53 | 80 | 0 | 0
0.84693 | 0 | 0.39863 | 104.837 | 80 | 0 | 0
0.79802 | 0 | 0.44238 | 105.035 | 80 | 0 | 0
0.73832 | 0 | 0.44618 | 111.203 | 80 | 0 | 0
0.68497 | 0 | 0.41475 | 122.706 | 80 | 0 | 0
0.64546 | 0 | 0.46003 | 138.16 | 80 | 0 | 0
0.6182 | 0 | 0.4999 | 156.34 | 80 | 0 | 0
0.5966 | 0 | 0.38543 | 176.68 | 80 | 0 | 0
0.58682 | 0 | 0.29107 | 197.998 | 80 | 0 | 0
0.59075 | 0 | 0.23254 | 207 | 68.077 | 0 | 0
0.61341 | 0 | 0.24131 | 207 | 61.341 | 0 | 0
0.63546 | 0.0199 | 0.18391 | 207 | 63.546 | 0 | 0
0.64236 | 0.3157 | 0.13503 | 207 | 64.236 | 0 | 0
0.68208 | 0.713 | 0.0683 | 207 | 68.208 | 0 | 0
0.72791 | 0.8247 | 0.08628 | 207 | 72.791 | 0 | 0
0.7792 | 0.8491 | 0.05449 | 207 | 77.92 | 0 | 0
0.82253 | 0.8817 | 0.02403 | 204.747 | 80 | 0 | 0
0.85427 | 0.8706 | 0.03732 | 199.32 | 80 | 0 | 0
0.87412 | 0.7946 | 0.07145 | 191.908 | 80 | 0 | 0
0.88232 | 0.6842 | 0.15083 | 183.676 | 80 | 0 | 0
0.88512 | 0.6689 | 0.24874 | 175.164 | 80 | 0 | 0
0.87391 | 0.5294 | 0.34443 | 167.773 | 80 | 0 | 0
0.84602 | 0.3525 | 0.42768 | 163.171 | 80 | 0 | 0
0.80927 | 0.0775 | 0.45999 | 162.244 | 80 | 0 | 0
0.7816 | 0.0006 | 0.41754 | 164.084 | 80 | 0 | 0
0.76554 | 0 | 0.46738 | 167.53 | 80 | 0 | 0
0.72988 | 0 | 0.44371 | 174.542 | 80 | 0 | 0
0.68548 | 0 | 0.42618 | 185.994 | 80 | 0 | 0
0.64103 | 0 | 0.30933 | 201.891 | 80 | 0 | 0
0.60644 | 0 | 0.27293 | 207 | 65.753 | 0 | 0
0.58019 | 0 | 0.20071 | 207 | 58.019 | 0 | 0
0.56077 | 0 | 0.17559 | 207 | 56.077 | 0 | 0
0.54896 | 0 | 0.14566 | 207 | 54.896 | 0 | 0
0.54397 | 0 | 0.11201 | 207 | 54.397 | 0 | 0
0.5498 | 0 | 0.12231 | 207 | 54.98 | 0 | 0
0.55753 | 0.0263 | 0.103 | 207 | 55.753 | 0 | 0
0.57417 | 0.3444 | 0.05429 | 207 | 57.417 | 0 | 0
0.61606 | 0.7067 | 0.0231 | 207 | 61.606 | 0 | 0
0.66127 | 0.7963 | 0.03163 | 207 | 66.127 | 0 | 0
0.71402 | 0.838 | 0.02904 | 207 | 71.402 | 0 | 0
0.76396 | 0.8618 | 0.01709 | 207 | 76.396 | 0 | 0
0.80242 | 0.8492 | 0.03046 | 206.758 | 80 | 0 | 0
0.84022 | 0.8022 | 0.05938 | 202.736 | 80 | 0 | 0
0.86296 | 0.7986 | 0.1276 | 196.44 | 80 | 0 | 0
0.87182 | 0.7476 | 0.16521 | 189.258 | 80 | 0 | 0
0.85996 | 0.7121 | 0.19598 | 183.262 | 80 | 0 | 0
0.83771 | 0.5492 | 0.26094 | 179.491 | 80 | 0 | 0
0.80151 | 0.1863 | 0.28743 | 179.34 | 80 | 0 | 0
0.77756 | 0.0034 | 0.35073 | 181.584 | 80 | 0 | 0
0.75703 | 0 | 0.37004 | 185.881 | 80 | 0 | 0
0.72202 | 0 | 0.41297 | 193.679 | 80 | 0 | 0
0.68098 | 0 | 0.40962 | 205.581 | 80 | 0 | 0
0.63848 | 0 | 0.43765 | 207 | 65.267 | 0 | 0
0.6056 | 0 | 0.41346 | 207 | 60.56 | 0 | 0
0.57889 | 0 | 0.39132 | 207 | 57.889 | 0 | 0
0.56023 | 0 | 0.37105 | 207 | 56.023 | 0 | 0
0.5459 | 0 | 0.36333 | 207 | 54.59 | 0 | 0
0.54158 | 0 | 0.33914 | 207 | 54.158 | 0 | 0
0.5415 | 0 | 0.29899 | 207 | 54.15 | 0 | 0
0.54225 | 0.0267 | 0.29967 | 207 | 54.225 | 0 | 0
0.55976 | 0.374 | 0.2741 | 207 | 55.976 | 0 | 0
0.60486 | 0.7834 | 0.18888 | 207 | 60.486 | 0 | 0
0.66152 | 0.8831 | 0.19687 | 207 | 66.152 | 0 | 0
0.72074 | 0.9061 | 0.18956 | 207 | 72.074 | 0 | 0
0.77761 | 0.9173 | 0.18799 | 207 | 77.761 | 0 | 0
0.81479 | 0.9024 | 0.22676 | 205.521 | 80 | 0 | 0
0.83633 | 0.8838 | 0.23189 | 201.888 | 80 | 0 | 0
0.85517 | 0.867 | 0.26296 | 196.371 | 80 | 0 | 0
0.87153 | 0.8568 | 0.23622 | 189.218 | 80 | 0 | 0
0.88221 | 0.828 | 0.20713 | 180.997 | 80 | 0 | 0
0.87832 | 0.6601 | 0.20584 | 173.165 | 80 | 0 | 0
0.86601 | 0.2145 | 0.26982 | 166.564 | 80 | 0 | 0
0.83805 | 0.003 | 0.33958 | 162.759 | 80 | 0 | 0
0.82175 | 0 | 0.46124 | 160.584 | 80 | 0 | 0
0.77797 | 0 | 0.55427 | 162.787 | 80 | 0 | 0
0.7229 | 0 | 0.5781 | 170.497 | 80 | 0 | 0
0.67392 | 0 | 0.57382 | 183.105 | 80 | 0 | 0
0.6406 | 0 | 0.58723 | 199.045 | 80 | 0 | 0
0.61577 | 0 | 0.59038 | 207 | 69.532 | 0 | 0
0.6018 | 0 | 0.58331 | 207 | 60.18 | 0 | 0
0.59581 | 0 | 0.57515 | 207 | 59.581 | 0 | 0
0.60458 | 0 | 0.57236 | 207 | 60.458 | 0 | 0
0.63611 | 0 | 0.55124 | 207 | 63.611 | 0 | 0
0.66202 | 0.0263 | 0.52531 | 207 | 66.202 | 0 | 0
0.66341 | 0.3958 | 0.48608 | 207 | 66.341 | 0 | 0
0.70188 | 0.8235 | 0.41172 | 207 | 70.188 | 0 | 0
0.75655 | 0.9109 | 0.44343 | 207 | 75.655 | 0 | 0
0.81536 | 0.9331 | 0.42554 | 205.464 | 80 | 0 | 0
0.87063 | 0.929 | 0.37824 | 198.401 | 80 | 0 | 0
0.92015 | 0.9118 | 0.33534 | 186.386 | 80 | 0 | 0
0.96014 | 0.8941 | 0.33344 | 170.372 | 80 | 0 | 0
0.98962 | 0.8487 | 0.36382 | 151.41 | 80 | 0 | 0
0.99599 | 0.8319 | 0.37379 | 131.811 | 80 | 0 | 0
0.9962 | 0.8307 | 0.37561 | 112.191 | 80 | 0 | 0
0.99502 | 0.6501 | 0.42154 | 92.689 | 80 | 0 | 0
0.97106 | 0.1963 | 0.47982 | 75.583 | 80 | 0 | 0
0.9352 | 0.0024 | 0.5495 | 62.063 | 80 | 0 | 0
0.91331 | 0 | 0.65153 | 50.732 | 80 | 0 | 0
0.85894 | 0 | 0.67944 | 44.838 | 80 | 0 | 0
0.7957 | 0 | 0.68494 | 45.268 | 80 | 0 | 0
0.73943 | 0 | 0.65331 | 51.325 | 80 | 0 | 0
0.70081 | 0 | 0.64269 | 61.244 | 80 | 0 | 0
0.66983 | 0 | 0.61465 | 74.261 | 80 | 0 | 0
0.64642 | 0 | 0.58444 | 89.619 | 80 | 0 | 0
0.63584 | 0 | 0.52838 | 106.035 | 80 | 0 | 0
0.63707 | 0 | 0.5264 | 122.328 | 80 | 0 | 0
0.65618 | 0 | 0.50709 | 136.71 | 80 | 0 | 0
0.67069 | 0.0114 | 0.46746 | 149.641 | 80 | 0 | 0
0.66302 | 0.1493 | 0.44161 | 163.339 | 80 | 0 | 0
0.68183 | 0.4577 | 0.43773 | 175.156 | 80 | 0 | 0
0.71062 | 0.7117 | 0.48188 | 184.094 | 80 | 0 | 0
0.73753 | 0.7916 | 0.46787 | 190.341 | 80 | 0 | 0
0.76496 | 0.8013 | 0.48471 | 193.845 | 80 | 0 | 0
0.7948 | 0.7813 | 0.47833 | 194.365 | 80 | 0 | 0
0.81785 | 0.7483 | 0.45401 | 192.58 | 80 | 0 | 0
0.81974 | 0.7396 | 0.45535 | 190.606 | 80 | 0 | 0
0.81964 | 0.6663 | 0.436 | 188.642 | 80 | 0 | 0
0.82056 | 0.5849 | 0.40837 | 186.586 | 80 | 0 | 0
0.80768 | 0.3869 | 0.4156 | 185.818 | 80 | 0 | 0
0.78853 | 0.0783 | 0.40183 | 186.965 | 80 | 0 | 0
0.77411 | 0.0003 | 0.35146 | 189.554 | 80 | 0 | 0
0.76055 | 0 | 0.29386 | 193.499 | 80 | 0 | 0
0.71811 | 0 | 0.29281 | 201.688 | 80 | 0 | 0
0.66605 | 0 | 0.2794 | 207 | 71.917 | 0 | 0
0.6193 | 0 | 0.27923 | 207 | 61.93 | 0 | 0
0.58715 | 0 | 0.26174 | 207 | 58.715 | 0 | 0
0.56415 | 0 | 0.22842 | 207 | 56.415 | 0 | 0
0.54799 | 0 | 0.18335 | 207 | 54.799 | 0 | 0
0.54261 | 0 | 0.1571 | 207 | 54.261 | 0 | 0
0.54944 | 0 | 0.13194 | 207 | 54.944 | 0 | 0
0.58059 | 0 | 0.12625 | 207 | 58.059 | 0 | 0
0.6109 | 0.0073 | 0.09887 | 207 | 61.09 | 0 | 0
0.61698 | 0.1144 | 0.09531 | 207 | 61.698 | 0 | 0
0.6521 | 0.4536 | 0.08566 | 207 | 65.21 | 0 | 0
0.69275 | 0.6965 | 0.10626 | 207 | 69.275 | 0 | 0
0.74026 | 0.6641 | 0.08505 | 207 | 74.026 | 0 | 0
0.78483 | 0.7107 | 0.05117 | 207 | 78.483 | 0 | 0
0.82816 | 0.7818 | 0.06474 | 204.184 | 80 | 0 | 0
0.86022 | 0.8091 | 0.09834 | 198.162 | 80 | 0 | 0
0.885 | 0.8408 | 0.138 | 189.662 | 80 | 0 | 0
0.90078 | 0.7749 | 0.13715 | 179.584 | 80 | 0 | 0
0.89894 | 0.7332 | 0.17935 | 169.69 | 80 | 0 | 0
0.87561 | 0.5457 | 0.25169 | 162.129 | 80 | 0 | 0
0.84484 | 0.1478 | 0.26695 | 157.645 | 80 | 0 | 0
0.81629 | 0.0004 | 0.27071 | 156.016 | 80 | 0 | 0
0.79402 | 0 | 0.30782 | 156.614 | 80 | 0 | 0
0.74253 | 0 | 0.33678 | 162.361 | 80 | 0 | 0
0.6836 | 0 | 0.36695 | 174.001 | 80 | 0 | 0
0.6327 | 0 | 0.39578 | 190.731 | 80 | 0 | 0
0.59717 | 0 | 0.42175 | 207 | 75.986 | 0 | 0
0.57142 | 0 | 0.41985 | 207 | 57.142 | 0 | 0
0.55543 | 0 | 0.38645 | 207 | 55.543 | 0 | 0
0.54656 | 0 | 0.36885 | 207 | 54.656 | 0 | 0
0.55327 | 0 | 0.37321 | 207 | 55.327 | 0 | 0
0.58419 | 0 | 0.37293 | 207 | 58.419 | 0 | 0
0.60929 | 0.0217 | 0.39461 | 207 | 60.929 | 0 | 0
0.61539 | 0.3481 | 0.36909 | 207 | 61.539 | 0 | 0
0.65202 | 0.7679 | 0.26118 | 207 | 65.202 | 0 | 0
0.70399 | 0.8937 | 0.26388 | 207 | 70.399 | 0 | 0
0.76072 | 0.9203 | 0.2966 | 207 | 76.072 | 0 | 0
0.81467 | 0.9329 | 0.25758 | 205.533 | 80 | 0 | 0
0.86307 | 0.9327 | 0.20306 | 199.226 | 80 | 0 | 0
0.90556 | 0.9211 | 0.21328 | 188.67 | 80 | 0 | 0
0.93386 | 0.8993 | 0.2443 | 175.284 | 80 | 0 | 0
0.95111 | 0.8833 | 0.2548 | 160.173 | 80 | 0 | 0
0.95128 | 0.8144 | 0.28593 | 145.045 | 80 | 0 | 0
0.93751 | 0.568 | 0.33347 | 131.294 | 80 | 0 | 0
0.90552 | 0.1475 | 0.38456 | 120.742 | 80 | 0 | 0
0.86968 | 0.0003 | 0.39849 | 113.774 | 80 | 0 | 0
0.84547 | 0 | 0.47373 | 109.227 | 80 | 0 | 0
0.79356 | 0 | 0.5146 | 109.871 | 80 | 0 | 0
0.73287 | 0 | 0.5314 | 116.584 | 80 | 0 | 0
0.68204 | 0 | 0.55248 | 128.38 | 80 | 0 | 0
0.63966 | 0 | 0.54396 | 144.414 | 80 | 0 | 0
0.60997 | 0 | 0.50567 | 163.417 | 80 | 0 | 0
0.58895 | 0 | 0.46638 | 184.522 | 80 | 0 | 0
0.57407 | 0 | 0.40883 | 207 | 79.885 | 0 | 0
0.57944 | 0 | 0.37777 | 207 | 57.944 | 0 | 0
0.60442 | 0 | 0.34684 | 207 | 60.442 | 0 | 0
0.6294 | 0.0148 | 0.33262 | 207 | 62.94 | 0 | 0
0.63211 | 0.2958 | 0.32054 | 207 | 63.211 | 0 | 0
0.66789 | 0.7491 | 0.25847 | 207 | 66.789 | 0 | 0
0.71467 | 0.869 | 0.22539 | 207 | 71.467 | 0 | 0
0.76448 | 0.8908 | 0.21417 | 207 | 76.448 | 0 | 0
0.81343 | 0.8594 | 0.19228 | 205.657 | 80 | 0 | 0
0.85631 | 0.8507 | 0.20815 | 200.026 | 80 | 0 | 0
0.87444 | 0.7777 | 0.23234 | 192.582 | 80 | 0 | 0
0.85844 | 0.7731 | 0.28202 | 186.738 | 80 | 0 | 0
0.84937 | 0.5741 | 0.30261 | 181.801 | 80 | 0 | 0
0.833 | 0.4548 | 0.31255 | 178.501 | 80 | 0 | 0
0.80674 | 0.2377 | 0.36242 | 177.827 | 80 | 0 | 0
0.77145 | 0.075 | 0.39033 | 180.682 | 80 | 0 | 0
0.7474 | 0.001 | 0.39284 | 185.942 | 80 | 0 | 0
0.72826 | 0 | 0.41537 | 193.116 | 80 | 0 | 0
0.69209 | 0 | 0.45168 | 203.907 | 80 | 0 | 0
0.65333 | 0 | 0.46509 | 207 | 68.426 | 0 | 0
0.61158 | 0 | 0.46795 | 207 | 61.158 | 0 | 0
0.57666 | 0 | 0.41372 | 207 | 57.666 | 0 | 0
0.5495 | 0 | 0.34417 | 207 | 54.95 | 0 | 0
0.52996 | 0 | 0.27503 | 207 | 52.996 | 0 | 0
0.51712 | 0 | 0.22709 | 207 | 51.712 | 0 | 0
0.51177 | 0 | 0.2006 | 207 | 51.177 | 0 | 0
0.51582 | 0 | 0.16994 | 207 | 51.582 | 0 | 0
0.52171 | 0.0208 | 0.14818 | 207 | 52.171 | 0 | 0
0.53821 | 0.3585 | 0.11308 | 207 | 53.821 | 0 | 0
0.57965 | 0.7702 | 0.05929 | 207 | 57.965 | 0 | 0
0.62625 | 0.8769 | 0.06732 | 207 | 62.625 | 0 | 0
0.67037 | 0.9128 | 0.05032 | 207 | 67.037 | 0 | 0
0.71345 | 0.8768 | 0.04665 | 207 | 71.345 | 0 | 0
0.74771 | 0.8753 | 0.0456 | 207 | 74.771 | 0 | 0
0.77478 | 0.8115 | 0.04842 | 207 | 77.478 | 0 | 0
0.79465 | 0.7613 | 0.07379 | 207 | 79.465 | 0 | 0
0.80557 | 0.735 | 0.121 | 206.443 | 80 | 0 | 0
0.80599 | 0.6231 | 0.13493 | 205.844 | 80 | 0 | 0
0.79567 | 0.4392 | 0.18824 | 206.277 | 80 | 0 | 0
0.77144 | 0.1092 | 0.23448 | 207 | 77.867 | 0 | 0
0.74144 | 0.0007 | 0.24531 | 207 | 74.144 | 0 | 0
0.72103 | 0 | 0.25851 | 207 | 72.103 | 0 | 0
0.68213 | 0 | 0.28553 | 207 | 68.213 | 0 | 0
0.64103 | 0 | 0.31647 | 207 | 64.103 | 0 | 0
0.60117 | 0 | 0.29159 | 207 | 60.117 | 0 | 0
0.56572 | 0 | 0.30528 | 207 | 56.572 | 0 | 0
0.54075 | 0 | 0.27757 | 207 | 54.075 | 0 | 0
0.51987 | 0 | 0.25148 | 207 | 51.987 | 0 | 0
0.50653 | 0 | 0.20015 | 207 | 50.653 | 0 | 0
0.50023 | 0 | 0.17822 | 207 | 50.023 | 0 | 0
0.50074 | 0 | 0.14325 | 207 | 50.074 | 0 | 0
0.49879 | 0.0148 | 0.09454 | 207 | 49.879 | 0 | 0
0.51549 | 0.3255 | 0.05876 | 207 | 51.549 | 0 | 0
0.56585 | 0.7365 | 0.01918 | 207 | 56.585 | 0 | 0
0.6292 | 0.8375 | 0.0088 | 207 | 62.92 | 0 | 0
0.68649 | 0.8943 | 0.01115 | 207 | 68.649 | 0 | 0
0.73943 | 0.8921 | 0.01268 | 207 | 73.943 | 0 | 0
0.78537 | 0.8188 | 0.02948 | 207 | 78.537 | 0 | 0
0.81992 | 0.7356 | 0.03998 | 205.008 | 80 | 0 | 0
0.84724 | 0.6656 | 0.05981 | 200.284 | 80 | 0 | 0
0.85899 | 0.6585 | 0.09648 | 194.385 | 80 | 0 | 0
0.86204 | 0.591 | 0.15314 | 188.181 | 80 | 0 | 0
0.84831 | 0.2205 | 0.18852 | 183.35 | 80 | 0 | 0
0.81818 | 0.0513 | 0.23513 | 181.532 | 80 | 0 | 0
0.78173 | 0.0006 | 0.21223 | 183.359 | 80 | 0 | 0
0.75191 | 0 | 0.25039 | 188.168 | 80 | 0 | 0
0.70945 | 0 | 0.31263 | 197.223 | 80 | 0 | 0
0.6644 | 0 | 0.30972 | 207 | 76.217 | 0 | 0
0.61946 | 0 | 0.27248 | 207 | 61.946 | 0 | 0
0.58341 | 0 | 0.23028 | 207 | 58.341 | 0 | 0
0.55501 | 0 | 0.21166 | 207 | 55.501 | 0 | 0
0.53495 | 0 | 0.17935 | 207 | 53.495 | 0 | 0
0.52393 | 0 | 0.16259 | 207 | 52.393 | 0 | 0
0.51853 | 0 | 0.14596 | 207 | 51.853 | 0 | 0
0.52072 | 0 | 0.1323 | 207 | 52.072 | 0 | 0
0.51951 | 0.0232 | 0.11946 | 207 | 51.951 | 0 | 0
0.52939 | 0.3785 | 0.10262 | 207 | 52.939 | 0 | 0
0.57929 | 0.8153 | 0.05052 | 207 | 57.929 | 0 | 0
0.64458 | 0.897 | 0.04511 | 207 | 64.458 | 0 | 0
0.71343 | 0.902 | 0.05109 | 207 | 71.343 | 0 | 0
0.77255 | 0.8963 | 0.05933 | 207 | 77.255 | 0 | 0
0.81856 | 0.8962 | 0.07605 | 205.144 | 80 | 0 | 0
0.85028 | 0.8627 | 0.09503 | 200.116 | 80 | 0 | 0
0.87473 | 0.8639 | 0.12883 | 192.643 | 80 | 0 | 0
0.88946 | 0.8374 | 0.13295 | 183.697 | 80 | 0 | 0
0.89578 | 0.8148 | 0.15339 | 174.119 | 80 | 0 | 0
0.88349 | 0.6116 | 0.18174 | 165.77 | 80 | 0 | 0
0.85149 | 0.1527 | 0.2411 | 160.621 | 80 | 0 | 0
0.82101 | 0.0003 | 0.25104 | 158.52 | 80 | 0 | 0
0.78771 | 0 | 0.29292 | 159.749 | 80 | 0 | 0
0.73437 | 0 | 0.33751 | 166.312 | 80 | 0 | 0
0.67261 | 0 | 0.35976 | 179.051 | 80 | 0 | 0
0.6181 | 0 | 0.36142 | 197.241 | 80 | 0 | 0
0.57902 | 0 | 0.33617 | 207 | 67.661 | 0 | 0
0.55084 | 0 | 0.31008 | 207 | 55.084 | 0 | 0
0.53164 | 0 | 0.29042 | 207 | 53.164 | 0 | 0
0.52441 | 0 | 0.27664 | 207 | 52.441 | 0 | 0
0.53192 | 0 | 0.2745 | 207 | 53.192 | 0 | 0
0.55929 | 0 | 0.25839 | 207 | 55.929 | 0 | 0
0.58957 | 0.022 | 0.25686 | 207 | 58.957 | 0 | 0
0.59597 | 0.3634 | 0.23783 | 207 | 59.597 | 0 | 0
0.63405 | 0.8108 | 0.14103 | 207 | 63.405 | 0 | 0
0.69008 | 0.9084 | 0.13469 | 207 | 69.008 | 0 | 0
0.74759 | 0.9208 | 0.14353 | 207 | 74.759 | 0 | 0
0.79752 | 0.9023 | 0.10941 | 207 | 79.752 | 0 | 0
0.84368 | 0.8726 | 0.10488 | 202.632 | 80 | 0 | 0
0.88252 | 0.8376 | 0.10601 | 194.38 | 80 | 0 | 0
0.90317 | 0.7977 | 0.09971 | 184.063 | 80 | 0 | 0
0.91678 | 0.7563 | 0.09398 | 172.385 | 80 | 0 | 0
0.91897 | 0.7596 | 0.12112 | 160.488 | 80 | 0 | 0
0.90632 | 0.5592 | 0.14632 | 149.856 | 80 | 0 | 0
0.87314 | 0.1476 | 0.17572 | 142.542 | 80 | 0 | 0
0.84323 | 0.0001 | 0.22103 | 138.219 | 80 | 0 | 0
0.81312 | 0 | 0.31416 | 136.907 | 80 | 0 | 0
0.75656 | 0 | 0.38823 | 141.251 | 80 | 0 | 0
0.69513 | 0 | 0.4161 | 151.738 | 80 | 0 | 0
0.64112 | 0 | 0.42002 | 167.626 | 80 | 0 | 0
0.60141 | 0 | 0.38789 | 187.485 | 80 | 0 | 0
0.57422 | 0 | 0.34951 | 207 | 76.937 | 0 | 0
0.55622 | 0 | 0.31284 | 207 | 55.622 | 0 | 0
0.54487 | 0 | 0.26799 | 207 | 54.487 | 0 | 0
0.55225 | 0 | 0.24412 | 207 | 55.225 | 0 | 0
0.5776 | 0 | 0.22026 | 207 | 57.76 | 0 | 0
0.60553 | 0.0192 | 0.20502 | 207 | 60.553 | 0 | 0
0.6097 | 0.3501 | 0.17342 | 207 | 60.97 | 0 | 0
0.65186 | 0.7941 | 0.1407 | 207 | 65.186 | 0 | 0
0.70906 | 0.905 | 0.13934 | 207 | 70.906 | 0 | 0
0.76412 | 0.8805 | 0.16603 | 207 | 76.412 | 0 | 0
0.81135 | 0.766 | 0.17832 | 205.865 | 80 | 0 | 0
0.85044 | 0.8091 | 0.21978 | 200.821 | 80 | 0 | 0
0.88726 | 0.7277 | 0.23163 | 192.095 | 80 | 0 | 0
0.90361 | 0.7743 | 0.24073 | 181.734 | 80 | 0 | 0
0.91762 | 0.7443 | 0.22525 | 169.972 | 80 | 0 | 0
0.91737 | 0.668 | 0.22996 | 158.235 | 80 | 0 | 0
0.90725 | 0.4412 | 0.22306 | 147.51 | 80 | 0 | 0
0.87348 | 0.106 | 0.23247 | 140.162 | 80 | 0 | 0
0.84529 | 0.0001 | 0.26906 | 135.633 | 80 | 0 | 0
0.81049 | 0 | 0.30657 | 134.584 | 80 | 0 | 0
0.75332 | 0 | 0.34843 | 139.252 | 80 | 0 | 0
0.68797 | 0 | 0.3766 | 150.455 | 80 | 0 | 0
0.63345 | 0 | 0.36708 | 167.11 | 80 | 0 | 0
0.59189 | 0 | 0.36197 | 187.921 | 80 | 0 | 0
0.56538 | 0 | 0.349 | 207 | 75.617 | 0 | 0
0.54408 | 0 | 0.30467 | 207 | 54.408 | 0 | 0
0.53357 | 0 | 0.26983 | 207 | 53.357 | 0 | 0
0.53721 | 0 | 0.27155 | 207 | 53.721 | 0 | 0
0.56523 | 0 | 0.26245 | 207 | 56.523 | 0 | 0
0.59326 | 0.0184 | 0.23879 | 207 | 59.326 | 0 | 0
0.59548 | 0.3392 | 0.2071 | 207 | 59.548 | 0 | 0
0.63443 | 0.7693 | 0.13057 | 207 | 63.443 | 0 | 0
0.68989 | 0.8556 | 0.15168 | 207 | 68.989 | 0 | 0
0.75015 | 0.8772 | 0.1751 | 207 | 75.015 | 0 | 0
0.80303 | 0.8041 | 0.1257 | 206.697 | 80 | 0 | 0
0.84574 | 0.7714 | 0.09605 | 202.123 | 80 | 0 | 0
0.88035 | 0.8174 | 0.10164 | 194.088 | 80 | 0 | 0
0.89967 | 0.8563 | 0.09142 | 184.121 | 80 | 0 | 0
0.91088 | 0.786 | 0.09709 | 173.033 | 80 | 0 | 0
0.9134 | 0.7433 | 0.07817 | 161.693 | 80 | 0 | 0
0.90337 | 0.5305 | 0.10263 | 151.356 | 80 | 0 | 0
0.87377 | 0.1261 | 0.10215 | 143.979 | 80 | 0 | 0
0.84405 | 0 | 0.13152 | 139.574 | 80 | 0 | 0
0.80863 | 0 | 0.18827 | 138.711 | 80 | 0 | 0
0.75596 | 0 | 0.25399 | 143.115 | 80 | 0 | 0
0.69292 | 0 | 0.29374 | 153.823 | 80 | 0 | 0
0.63935 | 0 | 0.30475 | 169.888 | 80 | 0 | 0
0.5986 | 0 | 0.31097 | 190.028 | 80 | 0 | 0
0.56934 | 0 | 0.31193 | 207 | 73.906 | 0 | 0
0.54888 | 0 | 0.27861 | 207 | 54.888 | 0 | 0
0.54035 | 0 | 0.23156 | 207 | 54.035 | 0 | 0
0.54342 | 0 | 0.19705 | 207 | 54.342 | 0 | 0
0.5714 | 0 | 0.18396 | 207 | 57.14 | 0 | 0
0.59803 | 0.018 | 0.16656 | 207 | 59.803 | 0 | 0
0.59979 | 0.2822 | 0.15742 | 207 | 59.979 | 0 | 0
0.64107 | 0.6746 | 0.10806 | 207 | 64.107 | 0 | 0
0.69983 | 0.7748 | 0.09988 | 207 | 69.983 | 0 | 0
0.76138 | 0.8963 | 0.08875 | 207 | 76.138 | 0 | 0
0.81884 | 0.7776 | 0.06061 | 205.116 | 80 | 0 | 0
0.86477 | 0.7859 | 0.0413 | 198.639 | 80 | 0 | 0
0.90164 | 0.7247 | 0.04912 | 188.475 | 80 | 0 | 0
0.91779 | 0.7882 | 0.04769 | 176.696 | 80 | 0 | 0
0.92122 | 0.7888 | 0.05387 | 164.574 | 80 | 0 | 0
0.92328 | 0.6787 | 0.07087 | 152.246 | 80 | 0 | 0
0.91406 | 0.4812 | 0.07622 | 140.84 | 80 | 0 | 0
0.87989 | 0.1081 | 0.09609 | 132.851 | 80 | 0 | 0
0.84438 | 0 | 0.13887 | 128.413 | 80 | 0 | 0
0.80392 | 0 | 0.19517 | 128.021 | 80 | 0 | 0
0.75399 | 0 | 0.25658 | 132.622 | 80 | 0 | 0
0.70369 | 0 | 0.29892 | 142.253 | 80 | 0 | 0
0.65128 | 0 | 0.31959 | 157.125 | 80 | 0 | 0
0.61486 | 0 | 0.32211 | 175.639 | 80 | 0 | 0
0.5824 | 0 | 0.30343 | 197.399 | 80 | 0 | 0
0.55718 | 0 | 0.27638 | 207 | 65.319 | 0 | 0
0.5406 | 0 | 0.24278 | 207 | 54.06 | 0 | 0
0.53218 | 0 | 0.23037 | 207 | 53.218 | 0 | 0
0.53401 | 0 | 0.21716 | 207 | 53.401 | 0 | 0
0.53957 | 0.0163 | 0.20978 | 207 | 53.957 | 0 | 0
0.5538 | 0.3434 | 0.1929 | 207 | 55.38 | 0 | 0
0.60461 | 0.784 | 0.12506 | 207 | 60.461 | 0 | 0
0.66958 | 0.8317 | 0.15371 | 207 | 66.958 | 0 | 0
0.73318 | 0.8973 | 0.14557 | 207 | 73.318 | 0 | 0
0.79134 | 0.8685 | 0.1328 | 207 | 79.134 | 0 | 0
0.84222 | 0.8797 | 0.14785 | 202.778 | 80 | 0 | 0
0.87804 | 0.8241 | 0.16955 | 194.974 | 80 | 0 | 0
0.90336 | 0.8044 | 0.19058 | 184.638 | 80 | 0 | 0
0.91733 | 0.7837 | 0.20571 | 172.905 | 80 | 0 | 0
0.91564 | 0.7235 | 0.22302 | 161.341 | 80 | 0 | 0
0.90114 | 0.497 | 0.25722 | 151.227 | 80 | 0 | 0
0.8672 | 0.0851 | 0.28045 | 144.507 | 80 | 0 | 0
0.83074 | 0 | 0.31508 | 141.433 | 80 | 0 | 0
0.79181 | 0 | 0.3897 | 142.252 | 80 | 0 | 0
0.74723 | 0 | 0.42869 | 147.529 | 80 | 0 | 0
0.70045 | 0 | 0.47957 | 157.484 | 80 | 0 | 0
0.65006 | 0 | 0.49374 | 172.478 | 80 | 0 | 0
0.60816 | 0 | 0.5148 | 191.662 | 80 | 0 | 0
0.57778 | 0 | 0.50439 | 207 | 73.116 | 0 | 0
0.55278 | 0 | 0.49018 | 207 | 55.278 | 0 | 0
0.53597 | 0 | 0.47917 | 207 | 53.597 | 0 | 0
0.52878 | 0 | 0.46632 | 207 | 52.878 | 0 | 0
0.52413 | 0 | 0.44549 | 207 | 52.413 | 0 | 0
0.52288 | 0.0101 | 0.43587 | 207 | 52.288 | 0 | 0
0.53434 | 0.248 | 0.39916 | 207 | 53.434 | 0 | 0
0.58219 | 0.6357 | 0.31572 | 207 | 58.219 | 0 | 0
0.64607 | 0.8319 | 0.38591 | 207 | 64.607 | 0 | 0
0.70211 | 0.8504 | 0.39745 | 207 | 70.211 | 0 | 0
0.76002 | 0.8871 | 0.37075 | 207 | 76.002 | 0 | 0
0.81516 | 0.896 | 0.40251 | 205.484 | 80 | 0 | 0
0.85623 | 0.8468 | 0.40926 | 199.861 | 80 | 0 | 0
0.8839 | 0.8126 | 0.42175 | 191.471 | 80 | 0 | 0
0.90235 | 0.7482 | 0.46872 | 181.236 | 80 | 0 | 0
0.90747 | 0.6795 | 0.50279 | 170.489 | 80 | 0 | 0
0.89088 | 0.2838 | 0.52793 | 161.401 | 80 | 0 | 0
0.86162 | 0.03 | 0.55658 | 155.239 | 80 | 0 | 0
0.83196 | 0 | 0.52131 | 152.043 | 80 | 0 | 0
0.79873 | 0 | 0.57873 | 152.17 | 80 | 0 | 0
0.7466 | 0 | 0.58687 | 157.51 | 80 | 0 | 0
0.68639 | 0 | 0.59218 | 168.871 | 80 | 0 | 0
0.63003 | 0 | 0.55331 | 185.868 | 80 | 0 | 0
0.59585 | 0 | 0.50507 | 206.283 | 80 | 0 | 0
0.5716 | 0 | 0.485 | 207 | 57.877 | 0 | 0
0.5528 | 0 | 0.49625 | 207 | 55.28 | 0 | 0
0.54599 | 0 | 0.48795 | 207 | 54.599 | 0 | 0
0.55513 | 0 | 0.44198 | 207 | 55.513 | 0 | 0
0.58062 | 0 | 0.39577 | 207 | 58.062 | 0 | 0
0.61067 | 0.0121 | 0.37949 | 207 | 61.067 | 0 | 0
0.60983 | 0.166 | 0.35016 | 207 | 60.983 | 0 | 0
0.63989 | 0.3028 | 0.40607 | 207 | 63.989 | 0 | 0
0.68671 | 0.4519 | 0.49812 | 207 | 68.671 | 0 | 0
0.74142 | 0.5706 | 0.52813 | 207 | 74.142 | 0 | 0
0.78926 | 0.6578 | 0.54868 | 207 | 78.926 | 0 | 0
0.83625 | 0.5635 | 0.56225 | 203.375 | 80 | 0 | 0
0.87216 | 0.5474 | 0.55886 | 196.159 | 80 | 0 | 0
0.89485 | 0.5688 | 0.55467 | 186.674 | 80 | 0 | 0
0.90927 | 0.4351 | 0.55714 | 175.747 | 80 | 0 | 0
0.90307 | 0.2927 | 0.53204 | 165.44 | 80 | 0 | 0
0.883 | 0.1344 | 0.50192 | 157.14 | 80 | 0 | 0
0.84993 | 0.023 | 0.49529 | 152.147 | 80 | 0 | 0
0.8283 | 0 | 0.43204 | 149.317 | 80 | 0 | 0
0.79575 | 0 | 0.49322 | 149.742 | 80 | 0 | 0
0.74448 | 0 | 0.50375 | 155.294 | 80 | 0 | 0
0.6829 | 0 | 0.49433 | 167.004 | 80 | 0 | 0
0.63326 | 0 | 0.4852 | 183.678 | 80 | 0 | 0
0.597 | 0 | 0.48252 | 203.978 | 80 | 0 | 0
0.57222 | 0 | 0.46975 | 207 | 60.244 | 0 | 0
0.55241 | 0 | 0.4411 | 207 | 55.241 | 0 | 0
0.54515 | 0 | 0.4186 | 207 | 54.515 | 0 | 0
0.55069 | 0 | 0.40076 | 207 | 55.069 | 0 | 0
0.57941 | 0 | 0.37378 | 207 | 57.941 | 0 | 0
0.61134 | 0.0079 | 0.37606 | 207 | 61.134 | 0 | 0
0.6115 | 0.1196 | 0.37502 | 207 | 61.15 | 0 | 0
0.6456 | 0.314 | 0.43312 | 207 | 64.56 | 0 | 0
0.69968 | 0.4128 | 0.58384 | 207 | 69.968 | 0 | 0
0.74975 | 0.4949 | 0.59246 | 207 | 74.975 | 0 | 0
0.79277 | 0.6483 | 0.58312 | 207 | 79.277 | 0 | 0
0.82997 | 0.683 | 0.57662 | 204.003 | 80 | 0 | 0
0.85228 | 0.7244 | 0.57107 | 198.775 | 80 | 0 | 0
0.86221 | 0.6572 | 0.51836 | 192.554 | 80 | 0 | 0
0.87375 | 0.6294 | 0.48711 | 185.179 | 80 | 0 | 0
0.86559 | 0.4533 | 0.47251 | 178.62 | 80 | 0 | 0
0.8383 | 0.2069 | 0.52007 | 174.79 | 80 | 0 | 0
0.80215 | 0.0392 | 0.5089 | 174.575 | 80 | 0 | 0
0.78201 | 0 | 0.46939 | 176.374 | 80 | 0 | 0
0.75651 | 0 | 0.52502 | 180.723 | 80 | 0 | 0
0.7086 | 0 | 0.57514 | 189.863 | 80 | 0 | 0
0.65728 | 0 | 0.61129 | 204.135 | 80 | 0 | 0
0.60796 | 0 | 0.5759 | 207 | 63.661 | 0 | 0
0.57379 | 0 | 0.52167 | 207 | 57.379 | 0 | 0
0.54866 | 0 | 0.51899 | 207 | 54.866 | 0 | 0
0.53518 | 0 | 0.49884 | 207 | 53.518 | 0 | 0
0.5308 | 0 | 0.51724 | 207 | 53.08 | 0 | 0
0.53813 | 0 | 0.51724 | 207 | 53.813 | 0 | 0
0.56951 | 0 | 0.4832 | 207 | 56.951 | 0 | 0
0.60137 | 0.0059 | 0.47426 | 207 | 60.137 | 0 | 0
0.59928 | 0.182 | 0.44258 | 207 | 59.928 | 0 | 0
0.616 | 0.4718 | 0.42542 | 207 | 61.6 | 0 | 0
0.65039 | 0.6045 | 0.48974 | 207 | 65.039 | 0 | 0
0.69484 | 0.7312 | 0.52789 | 207 | 69.484 | 0 | 0
0.74126 | 0.8383 | 0.53396 | 207 | 74.126 | 0 | 0
0.79236 | 0.8178 | 0.54884 | 207 | 79.236 | 0 | 0
0.83406 | 0.6185 | 0.551 | 203.594 | 80 | 0 | 0
0.85436 | 0.5939 | 0.57514 | 198.158 | 80 | 0 | 0
0.85451 | 0.3068 | 0.53432 | 192.707 | 80 | 0 | 0
0.84615 | 0.1902 | 0.51181 | 188.092 | 80 | 0 | 0
0.82734 | 0.1015 | 0.48655 | 185.358 | 80 | 0 | 0
0.78832 | 0.0158 | 0.4336 | 186.526 | 80 | 0 | 0
0.77214 | 0 | 0.37362 | 189.312 | 80 | 0 | 0
0.74395 | 0 | 0.41269 | 194.917 | 80 | 0 | 0
0.69827 | 0 | 0.48603 | 205.09 | 80 | 0 | 0
0.6437 | 0 | 0.54397 | 207 | 66.28 | 0 | 0
0.59476 | 0 | 0.54884 | 207 | 59.476 | 0 | 0
0.55944 | 0 | 0.5518 | 207 | 55.944 | 0 | 0
0.53479 | 0 | 0.50978 | 207 | 53.479 | 0 | 0
0.51829 | 0 | 0.47638 | 207 | 51.829 | 0 | 0
0.51313 | 0 | 0.45391 | 207 | 51.313 | 0 | 0
0.51902 | 0 | 0.43089 | 207 | 51.902 | 0 | 0
0.55115 | 0 | 0.41281 | 207 | 55.115 | 0 | 0
0.58435 | 0.0129 | 0.40898 | 207 | 58.435 | 0 | 0
0.58639 | 0.2577 | 0.41508 | 207 | 58.639 | 0 | 0
0.61877 | 0.6677 | 0.39785 | 207 | 61.877 | 0 | 0
0.66585 | 0.7456 | 0.45096 | 207 | 66.585 | 0 | 0
0.71271 | 0.8143 | 0.43328 | 207 | 71.271 | 0 | 0
0.75423 | 0.8708 | 0.40599 | 207 | 75.423 | 0 | 0
0.79837 | 0.8724 | 0.36205 | 207 | 79.837 | 0 | 0
0.8371 | 0.8627 | 0.3097 | 203.29 | 80 | 0 | 0
0.86233 | 0.7996 | 0.28085 | 197.057 | 80 | 0 | 0
0.88147 | 0.7008 | 0.29266 | 188.91 | 80 | 0 | 0
0.88307 | 0.4902 | 0.27805 | 180.603 | 80 | 0 | 0
0.86674 | 0.2247 | 0.28859 | 173.929 | 80 | 0 | 0
0.83209 | 0.0377 | 0.2905 | 170.72 | 80 | 0 | 0
0.80907 | 0 | 0.27163 | 169.813 | 80 | 0 | 0
0.77768 | 0 | 0.36816 | 172.045 | 80 | 0 | 0
0.73177 | 0 | 0.45982 | 178.868 | 80 | 0 | 0
0.67138 | 0 | 0.46081 | 191.73 | 80 | 0 | 0
0.61965 | 0 | 0.37913 | 207 | 77.235 | 0 | 0
0.58185 | 0 | 0.29066 | 207 | 58.185 | 0 | 0
0.55628 | 0 | 0.25686 | 207 | 55.628 | 0 | 0
0.53734 | 0 | 0.27462 | 207 | 53.734 | 0 | 0
0.52865 | 0 | 0.2767 | 207 | 52.865 | 0 | 0
0.5341 | 0 | 0.22546 | 207 | 53.41 | 0 | 0
0.56443 | 0 | 0.16516 | 207 | 56.443 | 0 | 0
0.59429 | 0.0073 | 0.13643 | 207 | 59.429 | 0 | 0
0.59485 | 0.152 | 0.13053 | 207 | 59.485 | 0 | 0
0.62882 | 0.5717 | 0.0836 | 207 | 62.882 | 0 | 0
0.67748 | 0.7362 | 0.04445 | 207 | 67.748 | 0 | 0
0.72749 | 0.7845 | 0.04673 | 207 | 72.749 | 0 | 0
0.77243 | 0.7495 | 0.05998 | 207 | 77.243 | 0 | 0
0.81445 | 0.7807 | 0.07271 | 205.555 | 80 | 0 | 0
0.84998 | 0.7724 | 0.11337 | 200.557 | 80 | 0 | 0
0.86693 | 0.7941 | 0.15227 | 193.864 | 80 | 0 | 0
0.87557 | 0.6501 | 0.1599 | 186.307 | 80 | 0 | 0
0.87156 | 0.512 | 0.18033 | 179.151 | 80 | 0 | 0
0.84553 | 0.361 | 0.17785 | 174.598 | 80 | 0 | 0
0.80794 | 0.04 | 0.1753 | 173.804 | 80 | 0 | 0
0.78176 | 0 | 0.17275 | 175.628 | 80 | 0 | 0
0.74529 | 0 | 0.2257 | 181.099 | 80 | 0 | 0
0.70008 | 0 | 0.27143 | 191.091 | 80 | 0 | 0
0.65461 | 0 | 0.26325 | 205.63 | 80 | 0 | 0
0.60881 | 0 | 0.24996 | 207 | 62.251 | 0 | 0
0.57296 | 0 | 0.26038 | 207 | 57.296 | 0 | 0
0.54194 | 0 | 0.25188 | 207 | 54.194 | 0 | 0
0.52131 | 0 | 0.24294 | 207 | 52.131 | 0 | 0
0.50709 | 0 | 0.24485 | 207 | 50.709 | 0 | 0
0.50269 | 0 | 0.24848 | 207 | 50.269 | 0 | 0
0.50706 | 0 | 0.24773 | 207 | 50.706 | 0 | 0
0.51596 | 0.0117 | 0.2251 | 207 | 51.596 | 0 | 0
0.52767 | 0.3189 | 0.19182 | 207 | 52.767 | 0 | 0
0.57618 | 0.7992 | 0.11369 | 207 | 57.618 | 0 | 0
0.63573 | 0.9033 | 0.11417 | 207 | 63.573 | 0 | 0
0.70214 | 0.9199 | 0.1567 | 207 | 70.214 | 0 | 0
0.76045 | 0.8966 | 0.19457 | 207 | 76.045 | 0 | 0
0.80827 | 0.857 | 0.17155 | 206.173 | 80 | 0 | 0
0.83808 | 0.78 | 0.14226 | 202.365 | 80 | 0 | 0
0.85612 | 0.7745 | 0.13408 | 196.753 | 80 | 0 | 0
0.86798 | 0.8 | 0.15275 | 189.955 | 80 | 0 | 0
0.86237 | 0.7038 | 0.18097 | 183.718 | 80 | 0 | 0
0.84325 | 0.4554 | 0.20176 | 179.393 | 80 | 0 | 0
0.81001 | 0.0589 | 0.21879 | 178.392 | 80 | 0 | 0
0.77949 | 0 | 0.19294 | 180.443 | 80 | 0 | 0
0.74216 | 0 | 0.24537 | 186.227 | 80 | 0 | 0
0.70023 | 0 | 0.28583 | 196.204 | 80 | 0 | 0
0.6562 | 0 | 0.31959 | 207 | 76.416 | 0 | 0
0.61184 | 0 | 0.31125 | 207 | 61.184 | 0 | 0
0.57446 | 0 | 0.30698 | 207 | 57.446 | 0 | 0
0.54685 | 0 | 0.31169 | 207 | 54.685 | 0 | 0
0.52566 | 0 | 0.30088 | 207 | 52.566 | 0 | 0
0.51095 | 0 | 0.27283 | 207 | 51.095 | 0 | 0
0.50054 | 0 | 0.23787 | 207 | 50.054 | 0 | 0
0.49876 | 0 | 0.22733 | 207 | 49.876 | 0 | 0
0.50062 | 0.0106 | 0.19876 | 207 | 50.062 | 0 | 0
0.51266 | 0.3046 | 0.16875 | 207 | 51.266 | 0 | 0
0.56043 | 0.7857 | 0.09314 | 207 | 56.043 | 0 | 0
0.62339 | 0.9023 | 0.06321 | 207 | 62.339 | 0 | 0
0.68468 | 0.9178 | 0.09693 | 207 | 68.468 | 0 | 0
0.74246 | 0.9099 | 0.12733 | 207 | 74.246 | 0 | 0
0.78809 | 0.8726 | 0.11468 | 207 | 78.809 | 0 | 0
0.82565 | 0.82 | 0.13879 | 204.435 | 80 | 0 | 0
0.85167 | 0.8379 | 0.15591 | 199.268 | 80 | 0 | 0
0.8687 | 0.7905 | 0.20367 | 192.398 | 80 | 0 | 0
0.87 | 0.7118 | 0.20495 | 185.398 | 80 | 0 | 0
0.85863 | 0.4412 | 0.25391 | 179.535 | 80 | 0 | 0
0.82846 | 0.0558 | 0.24098 | 176.689 | 80 | 0 | 0
0.80934 | 0 | 0.21496 | 175.755 | 80 | 0 | 0
0.77005 | 0 | 0.26528 | 178.75 | 80 | 0 | 0
0.72128 | 0 | 0.32877 | 186.622 | 80 | 0 | 0
0.66604 | 0 | 0.36389 | 200.018 | 80 | 0 | 0
0.61239 | 0 | 0.39034 | 207 | 68.221 | 0 | 0
0.57316 | 0 | 0.39828 | 207 | 57.316 | 0 | 0
0.54935 | 0 | 0.38536 | 207 | 54.935 | 0 | 0
0.5341 | 0 | 0.35447 | 207 | 53.41 | 0 | 0
0.52908 | 0 | 0.33791 | 207 | 52.908 | 0 | 0
0.53603 | 0 | 0.3087 | 207 | 53.603 | 0 | 0
0.5668 | 0 | 0.28807 | 207 | 56.68 | 0 | 0
0.59711 | 0.0128 | 0.26644 | 207 | 59.711 | 0 | 0
0.59727 | 0.3015 | 0.2352 | 207 | 59.727 | 0 | 0
0.63452 | 0.7956 | 0.12941 | 207 | 63.452 | 0 | 0
0.68703 | 0.7523 | 0.13037 | 207 | 68.703 | 0 | 0
0.74146 | 0.8708 | 0.13675 | 207 | 74.146 | 0 | 0
0.78529 | 0.8334 | 0.1158 | 207 | 78.529 | 0 | 0
0.82262 | 0.7952 | 0.11664 | 204.738 | 80 | 0 | 0
0.84855 | 0.7463 | 0.12853 | 199.883 | 80 | 0 | 0
0.86236 | 0.6697 | 0.15231 | 193.647 | 80 | 0 | 0
0.87387 | 0.5448 | 0.17905 | 186.26 | 80 | 0 | 0
0.87062 | 0.5325 | 0.21273 | 179.198 | 80 | 0 | 0
0.85239 | 0.4211 | 0.22239 | 173.959 | 80 | 0 | 0
0.82013 | 0.0717 | 0.22921 | 171.946 | 80 | 0 | 0
0.80224 | 0 | 0.22223 | 171.722 | 80 | 0 | 0
0.76972 | 0 | 0.2674 | 174.75 | 80 | 0 | 0
0.71761 | 0 | 0.32602 | 182.989 | 80 | 0 | 0
0.65902 | 0 | 0.34785 | 197.087 | 80 | 0 | 0
0.60834 | 0 | 0.36584 | 207 | 70.747 | 0 | 0
0.5706 | 0 | 0.37227 | 207 | 57.06 | 0 | 0
0.54707 | 0 | 0.36604 | 207 | 54.707 | 0 | 0
0.52894 | 0 | 0.35407 | 207 | 52.894 | 0 | 0
0.52075 | 0 | 0.33915 | 207 | 52.075 | 0 | 0
0.52893 | 0 | 0.31568 | 207 | 52.893 | 0 | 0
0.55728 | 0 | 0.2921 | 207 | 55.728 | 0 | 0
0.59079 | 0.0095 | 0.25559 | 207 | 59.079 | 0 | 0
0.58955 | 0.3017 | 0.21887 | 207 | 58.955 | 0 | 0
0.61117 | 0.7871 | 0.12127 | 207 | 61.117 | 0 | 0
0.64821 | 0.8925 | 0.11955 | 207 | 64.821 | 0 | 0
0.68904 | 0.9017 | 0.15267 | 207 | 68.904 | 0 | 0
0.72506 | 0.892 | 0.15698 | 207 | 72.506 | 0 | 0
0.76115 | 0.8826 | 0.1316 | 207 | 76.115 | 0 | 0
0.79402 | 0.838 | 0.117 | 207 | 79.402 | 0 | 0
0.80898 | 0.762 | 0.12785 | 206.102 | 80 | 0 | 0
0.82002 | 0.6822 | 0.1437 | 204.1 | 80 | 0 | 0
0.82053 | 0.7131 | 0.16173 | 202.047 | 80 | 0 | 0
0.80756 | 0.4566 | 0.1905 | 201.291 | 80 | 0 | 0
0.78047 | 0.0612 | 0.22694 | 203.244 | 80 | 0 | 0
0.76781 | 0 | 0.24737 | 206.463 | 80 | 0 | 0
0.7428 | 0 | 0.32191 | 207 | 74.817 | 0 | 0
0.69767 | 0 | 0.39824 | 207 | 69.767 | 0 | 0
0.64374 | 0 | 0.44258 | 207 | 64.374 | 0 | 0
0.59833 | 0 | 0.4664 | 207 | 59.833 | 0 | 0
0.56875 | 0 | 0.46664 | 207 | 56.875 | 0 | 0
0.54425 | 0 | 0.46568 | 207 | 54.425 | 0 | 0
0.52994 | 0 | 0.43675 | 207 | 52.994 | 0 | 0
0.52114 | 0 | 0.39856 | 207 | 52.114 | 0 | 0
0.52795 | 0 | 0.36564 | 207 | 52.795 | 0 | 0
0.55728 | 0 | 0.33256 | 207 | 55.728 | 0 | 0
0.59371 | 0.0079 | 0.28779 | 207 | 59.371 | 0 | 0
0.58797 | 0.2957 | 0.23292 | 207 | 58.797 | 0 | 0
0.61311 | 0.7691 | 0.13037 | 207 | 61.311 | 0 | 0
0.64642 | 0.8486 | 0.13635 | 207 | 64.642 | 0 | 0
0.68616 | 0.8636 | 0.12079 | 207 | 68.616 | 0 | 0
0.72497 | 0.8515 | 0.08671 | 207 | 72.497 | 0 | 0
0.76609 | 0.8566 | 0.06808 | 207 | 76.609 | 0 | 0
0.80055 | 0.8408 | 0.05583 | 206.945 | 80 | 0 | 0
0.8282 | 0.7394 | 0.06856 | 204.125 | 80 | 0 | 0
0.84217 | 0.743 | 0.09848 | 199.908 | 80 | 0 | 0
0.85183 | 0.613 | 0.14669 | 194.725 | 80 | 0 | 0
0.84024 | 0.2825 | 0.18867 | 190.701 | 80 | 0 | 0
0.81037 | 0.0217 | 0.2097 | 189.664 | 80 | 0 | 0
0.79279 | 0 | 0.24753 | 190.385 | 80 | 0 | 0
0.76017 | 0 | 0.33236 | 194.368 | 80 | 0 | 0
0.71467 | 0 | 0.39824 | 202.901 | 80 | 0 | 0
0.65918 | 0 | 0.41173 | 207 | 70.017 | 0 | 0
0.61433 | 0 | 0.42614 | 207 | 61.433 | 0 | 0
0.58313 | 0 | 0.43089 | 207 | 58.313 | 0 | 0
0.56038 | 0 | 0.42291 | 207 | 56.038 | 0 | 0
0.54579 | 0 | 0.38196 | 207 | 54.579 | 0 | 0
0.53839 | 0 | 0.33819 | 207 | 53.839 | 0 | 0
0.5497 | 0 | 0.28775 | 207 | 54.97 | 0 | 0
0.58161 | 0 | 0.24944 | 207 | 58.161 | 0 | 0
0.61966 | 0.0063 | 0.22083 | 207 | 61.966 | 0 | 0
0.61787 | 0.1787 | 0.18615 | 207 | 61.787 | 0 | 0
0.63475 | 0.5535 | 0.1405 | 207 | 63.475 | 0 | 0
0.658 | 0.7435 | 0.15459 | 207 | 65.8 | 0 | 0
0.67745 | 0.7914 | 0.14657 | 207 | 67.745 | 0 | 0
0.69654 | 0.7651 | 0.13444 | 207 | 69.654 | 0 | 0
0.71758 | 0.7558 | 0.1247 | 207 | 71.758 | 0 | 0
0.73513 | 0.6796 | 0.13727 | 207 | 73.513 | 0 | 0
0.74147 | 0.572 | 0.1814 | 207 | 74.147 | 0 | 0
0.74076 | 0.3219 | 0.25291 | 207 | 74.076 | 0 | 0
0.73738 | 0.2455 | 0.28396 | 207 | 73.738 | 0 | 0
0.72842 | 0.1698 | 0.34074 | 207 | 72.842 | 0 | 0
0.71051 | 0.0319 | 0.36548 | 207 | 71.051 | 0 | 0
0.70768 | 0 | 0.37737 | 207 | 70.768 | 0 | 0
0.68696 | 0 | 0.41189 | 207 | 68.696 | 0 | 0
0.65058 | 0 | 0.4259 | 207 | 65.058 | 0 | 0
0.60914 | 0 | 0.45128 | 207 | 60.914 | 0 | 0
0.57075 | 0 | 0.43935 | 207 | 57.075 | 0 | 0
0.54975 | 0 | 0.44058 | 207 | 54.975 | 0 | 0
0.53418 | 0 | 0.41955 | 207 | 53.418 | 0 | 0
0.52623 | 0 | 0.39346 | 207 | 52.623 | 0 | 0
0.52366 | 0 | 0.34769 | 207 | 52.366 | 0 | 0
0.53289 | 0 | 0.30726 | 207 | 53.289 | 0 | 0
0.56492 | 0 | 0.2854 | 207 | 56.492 | 0 | 0
0.60234 | 0.0031 | 0.29274 | 207 | 60.234 | 0 | 0
0.60691 | 0.1829 | 0.30575 | 207 | 60.691 | 0 | 0
0.63715 | 0.5059 | 0.31185 | 207 | 63.715 | 0 | 0
0.67759 | 0.6266 | 0.40942 | 207 | 67.759 | 0 | 0
0.71455 | 0.7611 | 0.42191 | 207 | 71.455 | 0 | 0
0.75203 | 0.8242 | 0.42155 | 207 | 75.203 | 0 | 0
0.78342 | 0.818 | 0.43647 | 207 | 78.342 | 0 | 0
0.80709 | 0.7707 | 0.48045 | 206.291 | 80 | 0 | 0
0.82873 | 0.6544 | 0.50918 | 203.418 | 80 | 0 | 0
0.8362 | 0.3549 | 0.49777 | 199.798 | 80 | 0 | 0
0.82847 | 0.1551 | 0.49844 | 196.951 | 80 | 0 | 0
0.79933 | 0.0845 | 0.49238 | 197.018 | 80 | 0 | 0
0.76104 | 0.0136 | 0.49605 | 200.914 | 80 | 0 | 0
0.74595 | 0 | 0.42706 | 206.319 | 80 | 0 | 0
0.72579 | 0 | 0.418 | 207 | 73.26 | 0 | 0
0.69055 | 0 | 0.45782 | 207 | 69.055 | 0 | 0
0.65528 | 0 | 0.48559 | 207 | 65.528 | 0 | 0
0.61605 | 0 | 0.52087 | 207 | 61.605 | 0 | 0
0.58176 | 0 | 0.57829 | 207 | 58.176 | 0 | 0
0.55857 | 0 | 0.59122 | 207 | 55.857 | 0 | 0
0.5441 | 0 | 0.60395 | 207 | 54.41 | 0 | 0
0.53312 | 0 | 0.56217 | 207 | 53.312 | 0 | 0
0.5305 | 0 | 0.52945 | 207 | 53.05 | 0 | 0
0.53458 | 0 | 0.51105 | 207 | 53.458 | 0 | 0
0.54695 | 0.0024 | 0.47709 | 207 | 54.695 | 0 | 0
0.5587 | 0.0607 | 0.47027 | 207 | 55.87 | 0 | 0
0.60117 | 0.1208 | 0.52402 | 207 | 60.117 | 0 | 0
0.6478 | 0.2362 | 0.6249 | 207 | 64.78 | 0 | 0
0.69123 | 0.388 | 0.62171 | 207 | 69.123 | 0 | 0
0.72908 | 0.4419 | 0.59765 | 207 | 72.908 | 0 | 0
0.76514 | 0.4026 | 0.58863 | 207 | 76.514 | 0 | 0
0.79127 | 0.4151 | 0.56105 | 207 | 79.127 | 0 | 0
0.81082 | 0.4322 | 0.54569 | 205.918 | 80 | 0 | 0
0.82133 | 0.3573 | 0.54581 | 203.785 | 80 | 0 | 0
0.81743 | 0.2393 | 0.535 | 202.042 | 80 | 0 | 0
0.79991 | 0.0733 | 0.51724 | 202.051 | 80 | 0 | 0
0.76347 | 0.0017 | 0.49425 | 205.704 | 80 | 0 | 0
0.74488 | 0 | 0.44717 | 207 | 75.784 | 0 | 0
0.71673 | 0 | 0.4563 | 207 | 71.673 | 0 | 0
0.6837 | 0 | 0.45052 | 207 | 68.37 | 0 | 0
0.64802 | 0 | 0.41596 | 207 | 64.802 | 0 | 0
0.60919 | 0 | 0.43791 | 207 | 60.919 | 0 | 0
0.57596 | 0 | 0.42578 | 207 | 57.596 | 0 | 0
0.55294 | 0 | 0.46875 | 207 | 55.294 | 0 | 0
0.53481 | 0 | 0.46544 | 207 | 53.481 | 0 | 0
0.51977 | 0 | 0.41245 | 207 | 51.977 | 0 | 0
0.51293 | 0 | 0.46081 | 207 | 51.293 | 0 | 0
0.51425 | 0 | 0.45128 | 207 | 51.425 | 0 | 0
0.51928 | 0.0033 | 0.41253 | 207 | 51.928 | 0 | 0
0.52779 | 0.0919 | 0.35738 | 207 | 52.779 | 0 | 0
0.57436 | 0.285 | 0.3255 | 207 | 57.436 | 0 | 0
0.626 | 0.5262 | 0.37594 | 207 | 62.6 | 0 | 0
0.6758 | 0.6571 | 0.40132 | 207 | 67.58 | 0 | 0
0.7214 | 0.6049 | 0.35 | 207 | 72.14 | 0 | 0
0.75761 | 0.7248 | 0.25084 | 207 | 75.761 | 0 | 0
0.78855 | 0.7652 | 0.19433 | 207 | 78.855 | 0 | 0
0.80955 | 0.6733 | 0.14433 | 206.045 | 80 | 0 | 0
0.81473 | 0.523 | 0.1079 | 204.572 | 80 | 0 | 0
0.81776 | 0.4536 | 0.0836 | 202.796 | 80 | 0 | 0
0.80886 | 0.3118 | 0.09964 | 201.91 | 80 | 0 | 0
0.78944 | 0.0225 | 0.13332 | 202.966 | 80 | 0 | 0
0.78009 | 0 | 0.13871 | 204.957 | 80 | 0 | 0
0.7538 | 0 | 0.17259 | 207 | 77.423 | 0 | 0
0.70859 | 0 | 0.19824 | 207 | 70.859 | 0 | 0
0.65989 | 0 | 0.21221 | 207 | 65.989 | 0 | 0
0.61412 | 0 | 0.1937 | 207 | 61.412 | 0 | 0
0.57694 | 0 | 0.18927 | 207 | 57.694 | 0 | 0
0.55838 | 0 | 0.18559 | 207 | 55.838 | 0 | 0
0.54632 | 0 | 0.1986 | 207 | 54.632 | 0 | 0
0.54253 | 0 | 0.19338 | 207 | 54.253 | 0 | 0
0.54838 | 0 | 0.18831 | 207 | 54.838 | 0 | 0
0.58116 | 0 | 0.16213 | 207 | 58.116 | 0 | 0
0.61581 | 0.0052 | 0.15451 | 207 | 61.581 | 0 | 0
0.61079 | 0.2078 | 0.13703 | 207 | 61.079 | 0 | 0
0.64277 | 0.5599 | 0.09613 | 207 | 64.277 | 0 | 0
0.68262 | 0.5775 | 0.0759 | 207 | 68.262 | 0 | 0
0.73219 | 0.6748 | 0.07606 | 207 | 73.219 | 0 | 0
0.78275 | 0.7138 | 0.07394 | 207 | 78.275 | 0 | 0
0.82035 | 0.8396 | 0.06883 | 204.965 | 80 | 0 | 0
0.85016 | 0.7246 | 0.07147 | 199.949 | 80 | 0 | 0
0.86237 | 0.5123 | 0.11061 | 193.712 | 80 | 0 | 0
0.86763 | 0.4253 | 0.16536 | 186.949 | 80 | 0 | 0
0.86658 | 0.3149 | 0.20894 | 180.291 | 80 | 0 | 0
0.85597 | 0.1757 | 0.24721 | 174.694 | 80 | 0 | 0
0.82569 | 0.0263 | 0.26221 | 172.125 | 80 | 0 | 0
0.81001 | 0 | 0.30914 | 171.124 | 80 | 0 | 0
0.77501 | 0 | 0.28739 | 173.623 | 80 | 0 | 0
0.72738 | 0 | 0.31257 | 180.885 | 80 | 0 | 0
0.67132 | 0 | 0.31899 | 193.753 | 80 | 0 | 0
0.62468 | 0 | 0.34206 | 207 | 75.715 | 0 | 0
0.58678 | 0 | 0.31823 | 207 | 58.678 | 0 | 0
0.5658 | 0 | 0.31272 | 207 | 56.58 | 0 | 0
0.54824 | 0 | 0.29341 | 207 | 54.824 | 0 | 0
0.54119 | 0 | 0.27872 | 207 | 54.119 | 0 | 0
0.54679 | 0 | 0.26902 | 207 | 54.679 | 0 | 0
0.57564 | 0 | 0.25828 | 207 | 57.564 | 0 | 0
0.61025 | 0.0035 | 0.25178 | 207 | 61.025 | 0 | 0
0.60712 | 0.2107 | 0.24423 | 207 | 60.712 | 0 | 0
0.63566 | 0.6694 | 0.22954 | 207 | 63.566 | 0 | 0
0.67831 | 0.8274 | 0.24886 | 207 | 67.831 | 0 | 0
0.72588 | 0.8801 | 0.26702 | 207 | 72.588 | 0 | 0
0.76856 | 0.8722 | 0.29416 | 207 | 76.856 | 0 | 0
0.81173 | 0.8751 | 0.27193 | 205.827 | 80 | 0 | 0
0.84598 | 0.8205 | 0.21781 | 201.229 | 80 | 0 | 0
0.86705 | 0.783 | 0.2135 | 194.524 | 80 | 0 | 0
0.87901 | 0.5657 | 0.21673 | 186.623 | 80 | 0 | 0
0.87548 | 0.434 | 0.22196 | 179.075 | 80 | 0 | 0
0.85798 | 0.2872 | 0.23142 | 173.277 | 80 | 0 | 0
0.81983 | 0.0157 | 0.25365 | 171.294 | 80 | 0 | 0
0.79968 | 0 | 0.30989 | 171.326 | 80 | 0 | 0
0.76481 | 0 | 0.38481 | 174.845 | 80 | 0 | 0
0.71471 | 0 | 0.43051 | 183.374 | 80 | 0 | 0
0.66275 | 0 | 0.47845 | 197.099 | 80 | 0 | 0
0.61402 | 0 | 0.49325 | 207 | 71.303 | 0 | 0
0.57925 | 0 | 0.52411 | 207 | 57.925 | 0 | 0
0.5508 | 0 | 0.52379 | 207 | 55.08 | 0 | 0
0.53444 | 0 | 0.4988 | 207 | 53.444 | 0 | 0
0.52645 | 0 | 0.46883 | 207 | 52.645 | 0 | 0
0.53334 | 0 | 0.46025 | 207 | 53.334 | 0 | 0
0.56091 | 0 | 0.44596 | 207 | 56.091 | 0 | 0
0.59786 | 0.0059 | 0.4533 | 207 | 59.786 | 0 | 0
0.59471 | 0.185 | 0.41818 | 207 | 59.471 | 0 | 0
0.62303 | 0.5596 | 0.33959 | 207 | 62.303 | 0 | 0
0.66841 | 0.8418 | 0.31336 | 207 | 66.841 | 0 | 0
0.71511 | 0.8932 | 0.26487 | 207 | 71.511 | 0 | 0
0.75819 | 0.9015 | 0.22076 | 207 | 75.819 | 0 | 0
0.80946 | 0.8901 | 0.17219 | 206.054 | 80 | 0 | 0
0.85434 | 0.8577 | 0.16133 | 200.62 | 80 | 0 | 0
0.88569 | 0.8607 | 0.19546 | 192.051 | 80 | 0 | 0
0.90091 | 0.8019 | 0.21106 | 181.96 | 80 | 0 | 0
0.90346 | 0.6116 | 0.21909 | 171.614 | 80 | 0 | 0
0.88723 | 0.365 | 0.22679 | 162.891 | 80 | 0 | 0
0.84686 | 0.0367 | 0.23401 | 158.205 | 80 | 0 | 0
0.82284 | 0 | 0.27704 | 155.921 | 80 | 0 | 0
0.78235 | 0 | 0.32961 | 157.686 | 80 | 0 | 0
0.73114 | 0 | 0.37008 | 164.572 | 80 | 0 | 0
0.67528 | 0 | 0.42021 | 177.044 | 80 | 0 | 0
0.6234 | 0 | 0.46261 | 194.704 | 80 | 0 | 0
0.58576 | 0 | 0.52283 | 207 | 70.872 | 0 | 0
0.5582 | 0 | 0.49585 | 207 | 55.82 | 0 | 0
0.54126 | 0 | 0.48927 | 207 | 54.126 | 0 | 0
0.53114 | 0 | 0.45124 | 207 | 53.114 | 0 | 0
0.53269 | 0 | 0.39445 | 207 | 53.269 | 0 | 0
0.56074 | 0 | 0.37785 | 207 | 56.074 | 0 | 0
0.59432 | 0.005 | 0.33117 | 207 | 59.432 | 0 | 0
0.59017 | 0.2723 | 0.28966 | 207 | 59.017 | 0 | 0
0.61959 | 0.7815 | 0.20172 | 207 | 61.959 | 0 | 0
0.6635 | 0.8689 | 0.18659 | 207 | 66.35 | 0 | 0
0.70848 | 0.898 | 0.13476 | 207 | 70.848 | 0 | 0
0.75544 | 0.8953 | 0.08332 | 207 | 75.544 | 0 | 0
0.80173 | 0.8841 | 0.07538 | 206.827 | 80 | 0 | 0
0.84725 | 0.8713 | 0.11496 | 202.102 | 80 | 0 | 0
0.87235 | 0.8838 | 0.14002 | 194.867 | 80 | 0 | 0
0.88841 | 0.819 | 0.16233 | 186.026 | 80 | 0 | 0
0.89053 | 0.6624 | 0.19769 | 176.973 | 80 | 0 | 0
0.87141 | 0.4062 | 0.24122 | 169.832 | 80 | 0 | 0
0.82771 | 0.0304 | 0.28033 | 167.061 | 80 | 0 | 0
0.80859 | 0 | 0.37306 | 166.202 | 80 | 0 | 0
0.77066 | 0 | 0.49792 | 169.136 | 80 | 0 | 0
0.72018 | 0 | 0.56616 | 177.118 | 80 | 0 | 0
0.6674 | 0 | 0.56213 | 190.378 | 80 | 0 | 0
0.61483 | 0 | 0.57526 | 207 | 78.105 | 0 | 0
0.57721 | 0 | 0.56357 | 207 | 57.721 | 0 | 0
0.55041 | 0 | 0.56508 | 207 | 55.041 | 0 | 0
0.5336 | 0 | 0.55263 | 207 | 53.36 | 0 | 0
0.52538 | 0 | 0.55387 | 207 | 52.538 | 0 | 0
0.53207 | 0 | 0.54976 | 207 | 53.207 | 0 | 0
0.56054 | 0 | 0.54202 | 207 | 56.054 | 0 | 0
0.59265 | 0.0044 | 0.52115 | 207 | 59.265 | 0 | 0
0.59137 | 0.2629 | 0.48332 | 207 | 59.137 | 0 | 0
0.61488 | 0.7261 | 0.39362 | 207 | 61.488 | 0 | 0
0.65872 | 0.8459 | 0.38364 | 207 | 65.872 | 0 | 0
0.70365 | 0.9185 | 0.33871 | 207 | 70.365 | 0 | 0
0.74316 | 0.9131 | 0.26333 | 207 | 74.316 | 0 | 0
0.78117 | 0.9049 | 0.23164 | 207 | 78.117 | 0 | 0
0.81017 | 0.8963 | 0.24214 | 205.983 | 80 | 0 | 0
0.82925 | 0.8852 | 0.27618 | 203.058 | 80 | 0 | 0
0.84764 | 0.8198 | 0.2984 | 198.294 | 80 | 0 | 0
0.84888 | 0.754 | 0.33256 | 193.406 | 80 | 0 | 0
0.82997 | 0.3502 | 0.36241 | 190.409 | 80 | 0 | 0
0.7917 | 0.0225 | 0.38037 | 191.239 | 80 | 0 | 0
0.77026 | 0 | 0.46325 | 194.213 | 80 | 0 | 0
0.74297 | 0 | 0.54593 | 199.916 | 80 | 0 | 0
0.71227 | 0 | 0.60938 | 207 | 78.311 | 0 | 0
0.67269 | 0 | 0.65311 | 207 | 67.269 | 0 | 0
0.63569 | 0 | 0.64262 | 207 | 63.569 | 0 | 0
0.60191 | 0 | 0.62618 | 207 | 60.191 | 0 | 0
0.57727 | 0 | 0.61349 | 207 | 57.727 | 0 | 0
0.55997 | 0 | 0.58532 | 207 | 55.997 | 0 | 0
0.54735 | 0 | 0.58308 | 207 | 54.735 | 0 | 0
0.54241 | 0 | 0.5512 | 207 | 54.241 | 0 | 0
0.54477 | 0 | 0.46337 | 207 | 54.477 | 0 | 0
0.55531 | 0.0027 | 0.3249 | 207 | 55.531 | 0 | 0
0.56712 | 0.1781 | 0.25208 | 207 | 56.712 | 0 | 0
0.60957 | 0.4591 | 0.18747 | 207 | 60.957 | 0 | 0
0.6563 | 0.6401 | 0.22901 | 207 | 65.63 | 0 | 0
0.70616 | 0.7738 | 0.25798 | 207 | 70.616 | 0 | 0
0.75012 | 0.7455 | 0.3397 | 207 | 75.012 | 0 | 0
0.78715 | 0.6951 | 0.4073 | 207 | 78.715 | 0 | 0
0.81432 | 0.5196 | 0.48747 | 205.568 | 80 | 0 | 0
0.82855 | 0.4869 | 0.54206 | 202.713 | 80 | 0 | 0
0.83876 | 0.4549 | 0.59972 | 198.837 | 80 | 0 | 0
0.83444 | 0.4872 | 0.59094 | 195.393 | 80 | 0 | 0
0.81268 | 0.2443 | 0.62151 | 194.125 | 80 | 0 | 0
0.77451 | 0.0138 | 0.59282 | 196.674 | 80 | 0 | 0
0.7586 | 0 | 0.54964 | 200.814 | 80 | 0 | 0
0.73289 | 0 | 0.56991 | 207 | 79.475 | 0 | 0
0.70176 | 0 | 0.61034 | 207 | 70.176 | 0 | 0
0.67062 | 0 | 0.64489 | 207 | 67.062 | 0 | 0
0.63415 | 0 | 0.67382 | 207 | 63.415 | 0 | 0
0.60514 | 0 | 0.69553 | 207 | 60.514 | 0 | 0
0.58148 | 0 | 0.67618 | 207 | 58.148 | 0 | 0
0.56625 | 0 | 0.65918 | 207 | 56.625 | 0 | 0
0.5525 | 0 | 0.63603 | 207 | 55.25 | 0 | 0
0.54369 | 0 | 0.61061 | 207 | 54.369 | 0 | 0
0.54448 | 0 | 0.59852 | 207 | 54.448 | 0 | 0
0.54982 | 0.0014 | 0.58532 | 207 | 54.982 | 0 | 0
0.55565 | 0.0853 | 0.57913 | 207 | 55.565 | 0 | 0
0.59872 | 0.227 | 0.61269 | 207 | 59.872 | 0 | 0
0.65098 | 0.2758 | 0.69046 | 207 | 65.098 | 0 | 0
0.69527 | 0.3163 | 0.68839 | 207 | 69.527 | 0 | 0
0.73715 | 0.3466 | 0.63164 | 207 | 73.715 | 0 | 0
0.77746 | 0.3564 | 0.62207 | 207 | 77.746 | 0 | 0
0.80868 | 0.4058 | 0.63316 | 206.132 | 80 | 0 | 0
0.82985 | 0.4391 | 0.65279 | 203.147 | 80 | 0 | 0
0.84159 | 0.3763 | 0.63476 | 198.988 | 80 | 0 | 0
0.84315 | 0.2772 | 0.66512 | 194.673 | 80 | 0 | 0
0.82728 | 0.1297 | 0.66716 | 191.945 | 80 | 0 | 0
0.79415 | 0.0073 | 0.59517 | 192.53 | 80 | 0 | 0
0.78123 | 0 | 0.57873 | 194.407 | 80 | 0 | 0
0.74747 | 0 | 0.61476 | 199.66 | 80 | 0 | 0
0.7023 | 0 | 0.62773 | 207 | 77.57 | 0 | 0
0.65785 | 0 | 0.61053 | 207 | 65.785 | 0 | 0
0.6109 | 0 | 0.60615 | 207 | 61.09 | 0 | 0
0.5802 | 0 | 0.56049 | 207 | 58.02 | 0 | 0
0.55756 | 0 | 0.54629 | 207 | 55.756 | 0 | 0
0.54668 | 0 | 0.57402 | 207 | 54.668 | 0 | 0
0.5429 | 0 | 0.5996 | 207 | 54.29 | 0 | 0
0.55708 | 0 | 0.5854 | 207 | 55.708 | 0 | 0
0.58811 | 0 | 0.58444 | 207 | 58.811 | 0 | 0
0.62123 | 0.0016 | 0.57458 | 207 | 62.123 | 0 | 0
0.62368 | 0.0735 | 0.54904 | 207 | 62.368 | 0 | 0
0.65241 | 0.2059 | 0.54126 | 207 | 65.241 | 0 | 0
0.69055 | 0.2019 | 0.59988 | 207 | 69.055 | 0 | 0
0.73207 | 0.2476 | 0.61856 | 207 | 73.207 | 0 | 0
0.77163 | 0.3305 | 0.63093 | 207 | 77.163 | 0 | 0
0.80817 | 0.4407 | 0.63392 | 206.183 | 80 | 0 | 0
0.8371 | 0.4075 | 0.61692 | 202.473 | 80 | 0 | 0
0.8546 | 0.4487 | 0.63328 | 197.013 | 80 | 0 | 0
0.86457 | 0.3707 | 0.61093 | 190.556 | 80 | 0 | 0
0.87051 | 0.2727 | 0.59561 | 183.505 | 80 | 0 | 0
0.85458 | 0.1363 | 0.59541 | 178.047 | 80 | 0 | 0
0.82443 | 0.0074 | 0.5423 | 175.604 | 80 | 0 | 0
0.81346 | 0 | 0.49429 | 174.258 | 80 | 0 | 0
0.77946 | 0 | 0.53496 | 176.312 | 80 | 0 | 0
0.73751 | 0 | 0.59298 | 182.561 | 80 | 0 | 0
0.67971 | 0 | 0.59417 | 194.59 | 80 | 0 | 0
0.63315 | 0 | 0.59453 | 207 | 75.725 | 0 | 0
0.60152 | 0 | 0.5998 | 207 | 60.152 | 0 | 0
0.57594 | 0 | 0.60854 | 207 | 57.594 | 0 | 0
0.56286 | 0 | 0.62011 | 207 | 56.286 | 0 | 0
0.55548 | 0 | 0.60658 | 207 | 55.548 | 0 | 0
0.56125 | 0 | 0.61065 | 207 | 56.125 | 0 | 0
0.58686 | 0 | 0.59701 | 207 | 58.686 | 0 | 0
0.61747 | 0.0025 | 0.55048 | 207 | 61.747 | 0 | 0
0.61267 | 0.1095 | 0.53671 | 207 | 61.267 | 0 | 0
0.63998 | 0.2606 | 0.56121 | 207 | 63.998 | 0 | 0
0.67846 | 0.3223 | 0.60662 | 207 | 67.846 | 0 | 0
0.72139 | 0.351 | 0.60986 | 207 | 72.139 | 0 | 0
0.76059 | 0.4219 | 0.60219 | 207 | 76.059 | 0 | 0
0.80038 | 0.4769 | 0.59529 | 206.962 | 80 | 0 | 0
0.83366 | 0.4617 | 0.57749 | 203.596 | 80 | 0 | 0
0.85766 | 0.4882 | 0.56616 | 197.83 | 80 | 0 | 0
0.8677 | 0.5031 | 0.54569 | 191.06 | 80 | 0 | 0
0.86467 | 0.4094 | 0.51034 | 184.593 | 80 | 0 | 0
0.84286 | 0.1619 | 0.4905 | 180.307 | 80 | 0 | 0
0.80809 | 0.0019 | 0.43168 | 179.498 | 80 | 0 | 0
0.79639 | 0 | 0.41516 | 179.859 | 80 | 0 | 0
0.76413 | 0 | 0.47949 | 183.446 | 80 | 0 | 0
0.71692 | 0 | 0.548 | 191.754 | 80 | 0 | 0
0.66198 | 0 | 0.57179 | 205.556 | 80 | 0 | 0
0.61475 | 0 | 0.56868 | 207 | 62.919 | 0 | 0
0.58133 | 0 | 0.54653 | 207 | 58.133 | 0 | 0
0.55861 | 0 | 0.52869 | 207 | 55.861 | 0 | 0
0.54007 | 0 | 0.49681 | 207 | 54.007 | 0 | 0
0.53279 | 0 | 0.46891 | 207 | 53.279 | 0 | 0
0.53817 | 0 | 0.47698 | 207 | 53.817 | 0 | 0
0.56696 | 0 | 0.45998 | 207 | 56.696 | 0 | 0
0.60235 | 0.002 | 0.43631 | 207 | 60.235 | 0 | 0
0.59496 | 0.0989 | 0.3901 | 207 | 59.496 | 0 | 0
0.62194 | 0.2988 | 0.35658 | 207 | 62.194 | 0 | 0
0.66676 | 0.3706 | 0.47107 | 207 | 66.676 | 0 | 0
0.71322 | 0.5724 | 0.45271 | 207 | 71.322 | 0 | 0
0.75801 | 0.761 | 0.4186 | 207 | 75.801 | 0 | 0
0.79959 | 0.7996 | 0.36053 | 207 | 79.959 | 0 | 0
0.83691 | 0.767 | 0.32139 | 203.309 | 80 | 0 | 0
0.8577 | 0.7317 | 0.26907 | 197.539 | 80 | 0 | 0
0.87375 | 0.6654 | 0.22761 | 190.164 | 80 | 0 | 0
0.87011 | 0.4102 | 0.20786 | 183.153 | 80 | 0 | 0
0.85396 | 0.0997 | 0.22462 | 177.757 | 80 | 0 | 0
0.81446 | 0.0008 | 0.2164 | 176.311 | 80 | 0 | 0
0.79715 | 0 | 0.23919 | 176.596 | 80 | 0 | 0
0.76206 | 0 | 0.28611 | 180.39 | 80 | 0 | 0
0.7137 | 0 | 0.35443 | 189.02 | 80 | 0 | 0
0.65454 | 0 | 0.39469 | 203.566 | 80 | 0 | 0
0.60667 | 0 | 0.40255 | 207 | 64.101 | 0 | 0
0.57201 | 0 | 0.4077 | 207 | 57.201 | 0 | 0
0.54609 | 0 | 0.34222 | 207 | 54.609 | 0 | 0
0.52959 | 0 | 0.32478 | 207 | 52.959 | 0 | 0
0.52202 | 0 | 0.31668 | 207 | 52.202 | 0 | 0
0.53047 | 0 | 0.35359 | 207 | 53.047 | 0 | 0
0.55921 | 0 | 0.36341 | 207 | 55.921 | 0 | 0
0.5901 | 0.0031 | 0.34477 | 207 | 59.01 | 0 | 0
0.58621 | 0.2094 | 0.30603 | 207 | 58.621 | 0 | 0
0.61608 | 0.6765 | 0.22678 | 207 | 61.608 | 0 | 0
0.66306 | 0.7791 | 0.2002 | 207 | 66.306 | 0 | 0
0.71003 | 0.8658 | 0.15275 | 207 | 71.003 | 0 | 0
0.75879 | 0.814 | 0.12969 | 207 | 75.879 | 0 | 0
0.79935 | 0.7885 | 0.15463 | 207 | 79.935 | 0 | 0
0.83038 | 0.7494 | 0.17418 | 203.962 | 80 | 0 | 0
0.85318 | 0.7786 | 0.22789 | 198.644 | 80 | 0 | 0
0.86193 | 0.6487 | 0.26652 | 192.451 | 80 | 0 | 0
0.85326 | 0.5098 | 0.3073 | 187.125 | 80 | 0 | 0
0.82813 | 0.2976 | 0.31576 | 184.312 | 80 | 0 | 0
0.79505 | 0.0069 | 0.30575 | 184.807 | 80 | 0 | 0
0.77196 | 0 | 0.32725 | 187.611 | 80 | 0 | 0
0.74426 | 0 | 0.34302 | 193.185 | 80 | 0 | 0
0.69681 | 0 | 0.34038 | 203.504 | 80 | 0 | 0
0.6444 | 0 | 0.32195 | 207 | 67.936 | 0 | 0
0.59306 | 0 | 0.25172 | 207 | 59.306 | 0 | 0
0.55651 | 0 | 0.2158 | 207 | 55.651 | 0 | 0
0.53183 | 0 | 0.19214 | 207 | 53.183 | 0 | 0
0.51212 | 0 | 0.14968 | 207 | 51.212 | 0 | 0
0.50304 | 0 | 0.11812 | 207 | 50.304 | 0 | 0
0.51011 | 0 | 0.1063 | 207 | 51.011 | 0 | 0
0.54035 | 0 | 0.08432 | 207 | 54.035 | 0 | 0
0.57272 | 0.0022 | 0.06664 | 207 | 57.272 | 0 | 0
0.56734 | 0.1893 | 0.04381 | 207 | 56.734 | 0 | 0
0.59157 | 0.6324 | 0.02602 | 207 | 59.157 | 0 | 0
0.6261 | 0.7737 | 0.02558 | 207 | 62.61 | 0 | 0
0.66983 | 0.819 | 0.04665 | 207 | 66.983 | 0 | 0
0.71094 | 0.8276 | 0.07662 | 207 | 71.094 | 0 | 0
0.75501 | 0.8547 | 0.09565 | 207 | 75.501 | 0 | 0
0.79209 | 0.8576 | 0.10571 | 207 | 79.209 | 0 | 0
0.81789 | 0.8357 | 0.12231 | 205.211 | 80 | 0 | 0
0.83853 | 0.795 | 0.13735 | 201.358 | 80 | 0 | 0
0.83743 | 0.6947 | 0.17426 | 197.615 | 80 | 0 | 0
0.81241 | 0.2916 | 0.16883 | 196.374 | 80 | 0 | 0
0.76641 | 0.0109 | 0.15858 | 199.733 | 80 | 0 | 0
0.74334 | 0 | 0.20331 | 205.399 | 80 | 0 | 0
0.71149 | 0 | 0.25834 | 207 | 72.75 | 0 | 0
0.67368 | 0 | 0.29258 | 207 | 67.368 | 0 | 0
0.63262 | 0 | 0.35072 | 207 | 63.262 | 0 | 0
0.58607 | 0 | 0.37642 | 207 | 58.607 | 0 | 0
0.55341 | 0 | 0.42869 | 207 | 55.341 | 0 | 0
0.52414 | 0 | 0.42522 | 207 | 52.414 | 0 | 0
0.50689 | 0 | 0.43863 | 207 | 50.689 | 0 | 0
0.49322 | 0 | 0.42015 | 207 | 49.322 | 0 | 0
0.48741 | 0 | 0.40567 | 207 | 48.741 | 0 | 0
0.49111 | 0 | 0.40092 | 207 | 49.111 | 0 | 0
0.50021 | 0.0028 | 0.39489 | 207 | 50.021 | 0 | 0
0.5089 | 0.2065 | 0.36285 | 207 | 50.89 | 0 | 0
0.54966 | 0.6423 | 0.26313 | 207 | 54.966 | 0 | 0
0.5987 | 0.8167 | 0.24685 | 207 | 59.87 | 0 | 0
0.65305 | 0.8886 | 0.2919 | 207 | 65.305 | 0 | 0
0.70533 | 0.8822 | 0.22606 | 207 | 70.533 | 0 | 0
0.75363 | 0.8804 | 0.14042 | 207 | 75.363 | 0 | 0
0.78588 | 0.846 | 0.08699 | 207 | 78.588 | 0 | 0
0.80655 | 0.8076 | 0.06512 | 206.345 | 80 | 0 | 0
0.81935 | 0.7595 | 0.05802 | 204.41 | 80 | 0 | 0
0.81947 | 0.7036 | 0.05914 | 202.463 | 80 | 0 | 0
0.80603 | 0.3028 | 0.07107 | 201.86 | 80 | 0 | 0
0.76603 | 0.0098 | 0.09202 | 205.257 | 80 | 0 | 0
0.74309 | 0 | 0.16293 | 207 | 76.052 | 0 | 0
0.70732 | 0 | 0.27294 | 207 | 70.732 | 0 | 0
0.66932 | 0 | 0.32801 | 207 | 66.932 | 0 | 0
0.62788 | 0 | 0.33164 | 207 | 62.788 | 0 | 0
0.58651 | 0 | 0.32925 | 207 | 58.651 | 0 | 0
0.55548 | 0 | 0.32618 | 207 | 55.548 | 0 | 0
0.52759 | 0 | 0.31026 | 207 | 52.759 | 0 | 0
0.50587 | 0 | 0.29066 | 207 | 50.587 | 0 | 0
0.49361 | 0 | 0.24733 | 207 | 49.361 | 0 | 0
0.48627 | 0 | 0.19984 | 207 | 48.627 | 0 | 0
0.48482 | 0 | 0.19074 | 207 | 48.482 | 0 | 0
0.48899 | 0.0022 | 0.18779 | 207 | 48.899 | 0 | 0
0.49398 | 0.2044 | 0.1929 | 207 | 49.398 | 0 | 0
0.53807 | 0.7098 | 0.13244 | 207 | 53.807 | 0 | 0
0.59504 | 0.8641 | 0.12741 | 207 | 59.504 | 0 | 0
0.64935 | 0.8888 | 0.10084 | 207 | 64.935 | 0 | 0
0.70587 | 0.8955 | 0.08025 | 207 | 70.587 | 0 | 0
0.75342 | 0.8864 | 0.09274 | 207 | 75.342 | 0 | 0
0.79505 | 0.8725 | 0.13583 | 207 | 79.505 | 0 | 0
0.81915 | 0.8649 | 0.16963 | 205.085 | 80 | 0 | 0
0.83887 | 0.8416 | 0.22243 | 201.198 | 80 | 0 | 0
0.83511 | 0.707 | 0.37211 | 197.687 | 80 | 0 | 0
0.80848 | 0.2731 | 0.44661 | 196.839 | 80 | 0 | 0
0.77116 | 0.0094 | 0.49589 | 199.723 | 80 | 0 | 0
0.75442 | 0 | 0.51704 | 204.281 | 80 | 0 | 0
0.71459 | 0 | 0.56109 | 207 | 74.178 | 0 | 0
0.66098 | 0 | 0.53867 | 207 | 66.098 | 0 | 0
0.60486 | 0 | 0.516 | 207 | 60.486 | 0 | 0
0.5539 | 0 | 0.49262 | 207 | 55.39 | 0 | 0
0.5206 | 0 | 0.48452 | 207 | 52.06 | 0 | 0
0.49787 | 0 | 0.45794 | 207 | 49.787 | 0 | 0
0.48364 | 0 | 0.42578 | 207 | 48.364 | 0 | 0
0.47505 | 0 | 0.39892 | 207 | 47.505 | 0 | 0
0.48026 | 0 | 0.38595 | 207 | 48.026 | 0 | 0
0.50862 | 0 | 0.35451 | 207 | 50.862 | 0 | 0
0.54244 | 0.0015 | 0.3512 | 207 | 54.244 | 0 | 0
0.53558 | 0.0763 | 0.33715 | 207 | 53.558 | 0 | 0
0.55315 | 0.2661 | 0.283 | 207 | 55.315 | 0 | 0
0.57481 | 0.4216 | 0.33073 | 207 | 57.481 | 0 | 0
0.59799 | 0.6488 | 0.35383 | 207 | 59.799 | 0 | 0
0.61309 | 0.7401 | 0.27538 | 207 | 61.309 | 0 | 0
0.64032 | 0.8543 | 0.23045 | 207 | 64.032 | 0 | 0
0.66011 | 0.8836 | 0.19577 | 207 | 66.011 | 0 | 0
0.68034 | 0.9032 | 0.15966 | 207 | 68.034 | 0 | 0
0.69052 | 0.9085 | 0.14046 | 207 | 69.052 | 0 | 0
0.68627 | 0.7699 | 0.12805 | 207 | 68.627 | 0 | 0
0.67135 | 0.312 | 0.12446 | 207 | 67.135 | 0 | 0
0.64948 | 0.0082 | 0.12334 | 207 | 64.948 | 0 | 0
0.64373 | 0 | 0.15619 | 207 | 64.373 | 0 | 0
0.61573 | 0 | 0.21257 | 207 | 61.573 | 0 | 0
0.57507 | 0 | 0.22901 | 207 | 57.507 | 0 | 0
0.523 | 0 | 0.24226 | 207 | 52.3 | 0 | 0
0.48283 | 0 | 0.2415 | 207 | 48.283 | 0 | 0
0.4558 | 0 | 0.25136 | 207 | 45.58 | 0 | 0
0.43667 | 0 | 0.29294 | 207 | 43.667 | 0 | 0
0.42819 | 0 | 0.33811 | 207 | 42.819 | 0 | 0
0.42437 | 0 | 0.36967 | 207 | 42.437 | 0 | 0
0.43348 | 0 | 0.37035 | 207 | 43.348 | 0 | 0
0.4667 | 0 | 0.38121 | 207 | 46.67 | 0 | 0
0.49959 | 0.0026 | 0.40303 | 207 | 49.959 | 0 | 0
0.49437 | 0.218 | 0.39657 | 207 | 49.437 | 0 | 0
0.50725 | 0.727 | 0.3435 | 207 | 50.725 | 0 | 0
0.52686 | 0.6971 | 0.35036 | 207 | 52.686 | 0 | 0
0.55044 | 0.7828 | 0.34605 | 207 | 55.044 | 0 | 0
0.57296 | 0.8536 | 0.32067 | 207 | 57.296 | 0 | 0
0.59948 | 0.8595 | 0.29884 | 207 | 59.948 | 0 | 0
0.62854 | 0.9091 | 0.27753 | 207 | 62.854 | 0 | 0
0.65164 | 0.8976 | 0.27598 | 207 | 65.164 | 0 | 0
0.67539 | 0.8807 | 0.30666 | 207 | 67.539 | 0 | 0
0.68566 | 0.6249 | 0.35363 | 207 | 68.566 | 0 | 0
0.67721 | 0.2814 | 0.39002 | 207 | 67.721 | 0 | 0
0.64948 | 0.0042 | 0.40766 | 207 | 64.948 | 0 | 0
0.64162 | 0 | 0.48851 | 207 | 64.162 | 0 | 0
0.61366 | 0 | 0.52797 | 207 | 61.366 | 0 | 0
0.57228 | 0 | 0.52674 | 207 | 57.228 | 0 | 0
0.52316 | 0 | 0.52019 | 207 | 52.316 | 0 | 0
0.48102 | 0 | 0.49481 | 207 | 48.102 | 0 | 0
0.45837 | 0 | 0.51712 | 207 | 45.837 | 0 | 0
0.4417 | 0 | 0.50722 | 207 | 44.17 | 0 | 0
0.43312 | 0 | 0.51883 | 207 | 43.312 | 0 | 0
0.4314 | 0 | 0.52338 | 207 | 43.14 | 0 | 0
0.44479 | 0 | 0.52338 | 207 | 44.479 | 0 | 0
0.47845 | 0 | 0.53328 | 207 | 47.845 | 0 | 0
0.51561 | 0.0012 | 0.53077 | 207 | 51.561 | 0 | 0
0.51656 | 0.1187 | 0.5318 | 207 | 51.656 | 0 | 0
0.53469 | 0.4501 | 0.52107 | 207 | 53.469 | 0 | 0
0.56652 | 0.4843 | 0.58304 | 207 | 56.652 | 0 | 0
0.60139 | 0.4561 | 0.61006 | 207 | 60.139 | 0 | 0
0.63668 | 0.5044 | 0.61373 | 207 | 63.668 | 0 | 0
0.67549 | 0.6058 | 0.62594 | 207 | 67.549 | 0 | 0
0.71563 | 0.6654 | 0.61923 | 207 | 71.563 | 0 | 0
0.7448 | 0.7259 | 0.62757 | 207 | 74.48 | 0 | 0
0.77121 | 0.6148 | 0.62813 | 207 | 77.121 | 0 | 0
0.77981 | 0.5288 | 0.65507 | 207 | 77.981 | 0 | 0
0.76754 | 0.2144 | 0.67195 | 207 | 76.754 | 0 | 0
0.74136 | 0.005 | 0.65319 | 207 | 74.136 | 0 | 0
0.73659 | 0 | 0.64808 | 207 | 73.659 | 0 | 0
0.70795 | 0 | 0.67239 | 207 | 70.795 | 0 | 0
0.67014 | 0 | 0.68587 | 207 | 67.014 | 0 | 0
0.61926 | 0 | 0.67318 | 207 | 61.926 | 0 | 0
0.57563 | 0 | 0.64868 | 207 | 57.563 | 0 | 0
0.54982 | 0 | 0.64785 | 207 | 54.982 | 0 | 0
0.5311 | 0 | 0.62418 | 207 | 53.11 | 0 | 0
0.52163 | 0 | 0.62546 | 207 | 52.163 | 0 | 0
0.52034 | 0 | 0.61927 | 207 | 52.034 | 0 | 0
0.53006 | 0 | 0.62674 | 207 | 53.006 | 0 | 0
0.56314 | 0 | 0.63093 | 207 | 56.314 | 0 | 0
0.6003 | 0.0007 | 0.63304 | 207 | 60.03 | 0 | 0
0.59997 | 0.1659 | 0.62139 | 207 | 59.997 | 0 | 0
0.62136 | 0.4474 | 0.58998 | 207 | 62.136 | 0 | 0
0.6554 | 0.3424 | 0.63384 | 207 | 65.54 | 0 | 0
0.69087 | 0.5195 | 0.62275 | 207 | 69.087 | 0 | 0
0.72359 | 0.6864 | 0.56652 | 207 | 72.359 | 0 | 0
0.7624 | 0.7902 | 0.49613 | 207 | 76.24 | 0 | 0
0.79304 | 0.866 | 0.4429 | 207 | 79.304 | 0 | 0
0.81531 | 0.8855 | 0.42937 | 205.469 | 80 | 0 | 0
0.83409 | 0.8735 | 0.4492 | 202.06 | 80 | 0 | 0
0.83227 | 0.7313 | 0.49705 | 198.833 | 80 | 0 | 0
0.8145 | 0.2911 | 0.54908 | 197.383 | 80 | 0 | 0
0.78297 | 0.0057 | 0.57023 | 199.086 | 80 | 0 | 0
0.76597 | 0 | 0.59653 | 202.489 | 80 | 0 | 0
0.72759 | 0 | 0.59641 | 207 | 77.27 | 0 | 0
0.671 | 0 | 0.599 | 207 | 67.1 | 0 | 0
0.6161 | 0 | 0.61895 | 207 | 61.61 | 0 | 0
0.56451 | 0 | 0.63232 | 207 | 56.451 | 0 | 0
0.53207 | 0 | 0.6235 | 207 | 53.207 | 0 | 0
0.50729 | 0 | 0.60894 | 207 | 50.729 | 0 | 0
0.49176 | 0 | 0.58867 | 207 | 49.176 | 0 | 0
0.4794 | 0 | 0.56664 | 207 | 47.94 | 0 | 0
0.47925 | 0 | 0.54792 | 207 | 47.925 | 0 | 0
0.5001 | 0 | 0.54972 | 207 | 50.01 | 0 | 0
0.52658 | 0.0006 | 0.57394 | 207 | 52.658 | 0 | 0
0.52597 | 0.0867 | 0.57917 | 207 | 52.597 | 0 | 0
0.53694 | 0.2165 | 0.56624 | 207 | 53.694 | 0 | 0
0.53918 | 0.4198 | 0.55539 | 207 | 53.918 | 0 | 0
0.53972 | 0.6069 | 0.54222 | 207 | 53.972 | 0 | 0
0.52605 | 0.6817 | 0.5095 | 207 | 52.605 | 0 | 0
0.51731 | 0.7161 | 0.50591 | 207 | 51.731 | 0 | 0
0.5145 | 0.8172 | 0.50515 | 207 | 51.45 | 0 | 0
0.50743 | 0.8622 | 0.46341 | 207 | 50.743 | 0 | 0
0.50002 | 0.8318 | 0.39266 | 207 | 50.002 | 0 | 0
0.48655 | 0.6962 | 0.33073 | 207 | 48.655 | 0 | 0
0.48792 | 0.2746 | 0.27231 | 207 | 48.792 | 0 | 0
0.48737 | 0.005 | 0.22362 | 207 | 48.737 | 0 | 0
0.49388 | 0 | 0.22534 | 207 | 49.388 | 0 | 0
0.4825 | 0 | 0.23807 | 207 | 48.25 | 0 | 0
0.46757 | 0 | 0.22941 | 207 | 46.757 | 0 | 0
0.44511 | 0 | 0.22334 | 207 | 44.511 | 0 | 0
0.42314 | 0 | 0.218 | 207 | 42.314 | 0 | 0
0.40917 | 0 | 0.20583 | 207 | 40.917 | 0 | 0
0.39558 | 0 | 0.2172 | 207 | 39.558 | 0 | 0
0.39176 | 0 | 0.22885 | 207 | 39.176 | 0 | 0
0.395 | 0 | 0.24082 | 207 | 39.5 | 0 | 0
0.39911 | 0 | 0.23516 | 207 | 39.911 | 0 | 0
0.41049 | 0 | 0.23823 | 207 | 41.049 | 0 | 0
0.43 | 0.0011 | 0.25802 | 207 | 43 | 0 | 0
0.4486 | 0.0815 | 0.26891 | 207 | 44.86 | 0 | 0
0.46383 | 0.2749 | 0.24769 | 207 | 46.383 | 0 | 0
0.47083 | 0.4557 | 0.2103 | 207 | 47.083 | 0 | 0
0.47178 | 0.6062 | 0.24541 | 207 | 47.178 | 0 | 0
0.46648 | 0.7005 | 0.26856 | 207 | 46.648 | 0 | 0
0.46028 | 0.7918 | 0.26393 | 207 | 46.028 | 0 | 0
0.45761 | 0.8726 | 0.25798 | 207 | 45.761 | 0 | 0
0.45794 | 0.7936 | 0.24996 | 207 | 45.794 | 0 | 0
0.46095 | 0.8 | 0.24769 | 207 | 46.095 | 0 | 0
0.46597 | 0.6612 | 0.25271 | 207 | 46.597 | 0 | 0
0.46474 | 0.2257 | 0.26089 | 207 | 46.474 | 0 | 0
0.468 | 0.0041 | 0.23911 | 207 | 46.8 | 0 | 0
0.47555 | 0 | 0.32063 | 207 | 47.555 | 0 | 0
0.47009 | 0 | 0.40176 | 207 | 47.009 | 0 | 0
0.45395 | 0 | 0.4591 | 207 | 45.395 | 0 | 0
0.43745 | 0 | 0.46453 | 207 | 43.745 | 0 | 0
0.41629 | 0 | 0.44162 | 207 | 41.629 | 0 | 0
0.40057 | 0 | 0.4502 | 207 | 40.057 | 0 | 0
0.39063 | 0 | 0.44493 | 207 | 39.063 | 0 | 0
0.38328 | 0 | 0.42825 | 207 | 38.328 | 0 | 0
0.38116 | 0 | 0.41939 | 207 | 38.116 | 0 | 0
0.3809 | 0 | 0.41381 | 207 | 38.09 | 0 | 0
0.38859 | 0 | 0.40998 | 207 | 38.859 | 0 | 0
0.3977 | 0.0007 | 0.38958 | 207 | 39.77 | 0 | 0
0.4083 | 0.1747 | 0.36213 | 207 | 40.83 | 0 | 0
0.42785 | 0.5516 | 0.27534 | 207 | 42.785 | 0 | 0
0.44 | 0.6584 | 0.16891 | 207 | 44 | 0 | 0
0.45299 | 0.7208 | 0.11927 | 207 | 45.299 | 0 | 0
0.46454 | 0.7367 | 0.08188 | 207 | 46.454 | 0 | 0
0.47799 | 0.7561 | 0.07167 | 207 | 47.799 | 0 | 0
0.49137 | 0.7646 | 0.06748 | 207 | 49.137 | 0 | 0
0.51083 | 0.6853 | 0.08388 | 207 | 51.083 | 0 | 0
0.52767 | 0.5008 | 0.10479 | 207 | 52.767 | 0 | 0
0.54134 | 0.2226 | 0.11528 | 207 | 54.134 | 0 | 0
0.54056 | 0.0544 | 0.13336 | 207 | 54.056 | 0 | 0
0.54673 | 0.0001 | 0.17275 | 207 | 54.673 | 0 | 0
0.55308 | 0 | 0.25866 | 207 | 55.308 | 0 | 0
0.53742 | 0 | 0.32103 | 207 | 53.742 | 0 | 0
0.51643 | 0 | 0.34206 | 207 | 51.643 | 0 | 0
0.48455 | 0 | 0.33871 | 207 | 48.455 | 0 | 0
0.45317 | 0 | 0.33563 | 207 | 45.317 | 0 | 0
0.43137 | 0 | 0.34198 | 207 | 43.137 | 0 | 0
0.41694 | 0 | 0.30862 | 207 | 41.694 | 0 | 0
0.4131 | 0 | 0.3018 | 207 | 41.31 | 0 | 0
0.41337 | 0 | 0.30407 | 207 | 41.337 | 0 | 0
0.42272 | 0 | 0.32107 | 207 | 42.272 | 0 | 0
0.45065 | 0 | 0.32662 | 207 | 45.065 | 0 | 0
0.48351 | 0.0003 | 0.31026 | 207 | 48.351 | 0 | 0
0.49284 | 0.0233 | 0.32446 | 207 | 49.284 | 0 | 0
0.51221 | 0.0798 | 0.32809 | 207 | 51.221 | 0 | 0
0.54009 | 0.1366 | 0.25674 | 207 | 54.009 | 0 | 0
0.56476 | 0.2427 | 0.22394 | 207 | 56.476 | 0 | 0
0.59302 | 0.3249 | 0.20012 | 207 | 59.302 | 0 | 0
0.61943 | 0.3362 | 0.17614 | 207 | 61.943 | 0 | 0
0.63742 | 0.4134 | 0.18504 | 207 | 63.742 | 0 | 0
0.65563 | 0.3898 | 0.21879 | 207 | 65.563 | 0 | 0
0.66696 | 0.2712 | 0.26209 | 207 | 66.696 | 0 | 0
0.66854 | 0.2341 | 0.27989 | 207 | 66.854 | 0 | 0
0.66244 | 0.1018 | 0.32598 | 207 | 66.244 | 0 | 0
0.65938 | 0.0013 | 0.32063 | 207 | 65.938 | 0 | 0
0.65703 | 0 | 0.35439 | 207 | 65.703 | 0 | 0
0.63328 | 0 | 0.4595 | 207 | 63.328 | 0 | 0
0.59885 | 0 | 0.50734 | 207 | 59.885 | 0 | 0
0.55787 | 0 | 0.5233 | 207 | 55.787 | 0 | 0
0.52146 | 0 | 0.51369 | 207 | 52.146 | 0 | 0
0.49896 | 0 | 0.51313 | 207 | 49.896 | 0 | 0
0.48381 | 0 | 0.50379 | 207 | 48.381 | 0 | 0
0.47387 | 0 | 0.45778 | 207 | 47.387 | 0 | 0
0.47343 | 0 | 0.43847 | 207 | 47.343 | 0 | 0
0.48651 | 0 | 0.41061 | 207 | 48.651 | 0 | 0
0.52099 | 0 | 0.37801 | 207 | 52.099 | 0 | 0
0.56111 | 0.0005 | 0.35323 | 207 | 56.111 | 0 | 0
0.56372 | 0.0424 | 0.34306 | 207 | 56.372 | 0 | 0
0.57905 | 0.2542 | 0.33252 | 207 | 57.905 | 0 | 0
0.60518 | 0.4172 | 0.31457 | 207 | 60.518 | 0 | 0
0.63646 | 0.506 | 0.31169 | 207 | 63.646 | 0 | 0
0.66734 | 0.4989 | 0.31277 | 207 | 66.734 | 0 | 0
0.69625 | 0.5674 | 0.2844 | 207 | 69.625 | 0 | 0
0.71943 | 0.5065 | 0.28563 | 207 | 71.943 | 0 | 0
0.73875 | 0.4759 | 0.28328 | 207 | 73.875 | 0 | 0
0.75968 | 0.5535 | 0.31636 | 207 | 75.968 | 0 | 0
0.7651 | 0.4406 | 0.37889 | 207 | 76.51 | 0 | 0
0.74756 | 0.1123 | 0.48751 | 207 | 74.756 | 0 | 0
0.72005 | 0.002 | 0.50986 | 207 | 72.005 | 0 | 0
0.70709 | 0 | 0.51453 | 207 | 70.709 | 0 | 0
0.67936 | 0 | 0.54441 | 207 | 67.936 | 0 | 0
0.63285 | 0 | 0.54166 | 207 | 63.285 | 0 | 0
0.58239 | 0 | 0.5269 | 207 | 58.239 | 0 | 0
0.53373 | 0 | 0.50176 | 207 | 53.373 | 0 | 0
0.49967 | 0 | 0.52614 | 207 | 49.967 | 0 | 0
0.47658 | 0 | 0.52259 | 207 | 47.658 | 0 | 0
0.46195 | 0 | 0.49749 | 207 | 46.195 | 0 | 0
0.45498 | 0 | 0.46911 | 207 | 45.498 | 0 | 0
0.46043 | 0 | 0.39828 | 207 | 46.043 | 0 | 0
0.48734 | 0 | 0.36205 | 207 | 48.734 | 0 | 0
0.5168 | 0.0003 | 0.3417 | 207 | 51.68 | 0 | 0
0.51558 | 0.0862 | 0.31437 | 207 | 51.558 | 0 | 0
0.51722 | 0.3502 | 0.23316 | 207 | 51.722 | 0 | 0
0.52252 | 0.5182 | 0.19597 | 207 | 52.252 | 0 | 0
0.52849 | 0.602 | 0.21457 | 207 | 52.849 | 0 | 0
0.52792 | 0.6668 | 0.20479 | 207 | 52.792 | 0 | 0
0.52576 | 0.6935 | 0.21006 | 207 | 52.576 | 0 | 0
0.52422 | 0.7367 | 0.2087 | 207 | 52.422 | 0 | 0
0.52144 | 0.7336 | 0.20387 | 207 | 52.144 | 0 | 0
0.52197 | 0.7165 | 0.20259 | 207 | 52.197 | 0 | 0
0.52033 | 0.5981 | 0.19972 | 207 | 52.033 | 0 | 0
0.5149 | 0.2104 | 0.1753 | 207 | 51.49 | 0 | 0
0.52092 | 0.0028 | 0.183 | 207 | 52.092 | 0 | 0
0.52552 | 0 | 0.23077 | 207 | 52.552 | 0 | 0
0.51176 | 0 | 0.23416 | 207 | 51.176 | 0 | 0
0.4847 | 0 | 0.25283 | 207 | 48.47 | 0 | 0
0.44808 | 0 | 0.25726 | 207 | 44.808 | 0 | 0
0.41827 | 0 | 0.28224 | 207 | 41.827 | 0 | 0
0.39957 | 0 | 0.29864 | 207 | 39.957 | 0 | 0
0.38899 | 0 | 0.31656 | 207 | 38.899 | 0 | 0
0.38277 | 0 | 0.36281 | 207 | 38.277 | 0 | 0
0.38412 | 0 | 0.37171 | 207 | 38.412 | 0 | 0
0.39686 | 0 | 0.3652 | 207 | 39.686 | 0 | 0
0.43229 | 0 | 0.32502 | 207 | 43.229 | 0 | 0
0.47312 | 0.0003 | 0.31919 | 207 | 47.312 | 0 | 0
0.47566 | 0.1424 | 0.28715 | 207 | 47.566 | 0 | 0
0.47826 | 0.5975 | 0.26556 | 207 | 47.826 | 0 | 0
0.48301 | 0.7826 | 0.18061 | 207 | 48.301 | 0 | 0
0.48349 | 0.8216 | 0.17023 | 207 | 48.349 | 0 | 0
0.48591 | 0.8109 | 0.1492 | 207 | 48.591 | 0 | 0
0.49121 | 0.807 | 0.151 | 207 | 49.121 | 0 | 0
0.4968 | 0.8054 | 0.16129 | 207 | 49.68 | 0 | 0
0.50528 | 0.8093 | 0.17829 | 207 | 50.528 | 0 | 0
0.51067 | 0.807 | 0.21796 | 207 | 51.067 | 0 | 0
0.51376 | 0.6642 | 0.25491 | 207 | 51.376 | 0 | 0
0.51376 | 0.2293 | 0.28412 | 207 | 51.376 | 0 | 0
0.51753 | 0.004 | 0.34322 | 207 | 51.753 | 0 | 0
0.52566 | 0 | 0.48647 | 207 | 52.566 | 0 | 0
0.51235 | 0 | 0.51093 | 207 | 51.235 | 0 | 0
0.48595 | 0 | 0.47338 | 207 | 48.595 | 0 | 0
0.45048 | 0 | 0.47434 | 207 | 45.048 | 0 | 0
0.42244 | 0 | 0.46197 | 207 | 42.244 | 0 | 0
0.40583 | 0 | 0.46688 | 207 | 40.583 | 0 | 0
0.39635 | 0 | 0.45619 | 207 | 39.635 | 0 | 0
0.39001 | 0 | 0.45116 | 207 | 39.001 | 0 | 0
0.39009 | 0 | 0.4565 | 207 | 39.009 | 0 | 0
0.40486 | 0 | 0.46089 | 207 | 40.486 | 0 | 0
0.43737 | 0 | 0.48424 | 207 | 43.737 | 0 | 0
0.47693 | 0.001 | 0.50455 | 207 | 47.693 | 0 | 0
0.4787 | 0.1689 | 0.49473 | 207 | 47.87 | 0 | 0
0.48357 | 0.6645 | 0.42845 | 207 | 48.357 | 0 | 0
0.4924 | 0.8037 | 0.36616 | 207 | 49.24 | 0 | 0
0.50238 | 0.8355 | 0.32757 | 207 | 50.238 | 0 | 0
0.51323 | 0.8319 | 0.31768 | 207 | 51.323 | 0 | 0
0.52868 | 0.8199 | 0.3565 | 207 | 52.868 | 0 | 0
0.54589 | 0.7592 | 0.36057 | 207 | 54.589 | 0 | 0
0.56107 | 0.6274 | 0.38635 | 207 | 56.107 | 0 | 0
0.57886 | 0.6792 | 0.42127 | 207 | 57.886 | 0 | 0
0.58756 | 0.5589 | 0.45483 | 207 | 58.756 | 0 | 0
0.58065 | 0.1796 | 0.47797 | 207 | 58.065 | 0 | 0
0.56447 | 0.0003 | 0.47518 | 207 | 56.447 | 0 | 0
0.55882 | 0 | 0.52578 | 207 | 55.882 | 0 | 0
0.54053 | 0 | 0.52458 | 207 | 54.053 | 0 | 0
0.52013 | 0 | 0.52047 | 207 | 52.013 | 0 | 0
0.48852 | 0 | 0.46213 | 207 | 48.852 | 0 | 0
0.4603 | 0 | 0.47829 | 207 | 46.03 | 0 | 0
0.43734 | 0 | 0.47199 | 207 | 43.734 | 0 | 0
0.42131 | 0 | 0.46856 | 207 | 42.131 | 0 | 0
0.41336 | 0 | 0.4492 | 207 | 41.336 | 0 | 0
0.40904 | 0 | 0.45894 | 207 | 40.904 | 0 | 0
0.41043 | 0 | 0.47598 | 207 | 41.043 | 0 | 0
0.42189 | 0 | 0.48974 | 207 | 42.189 | 0 | 0
0.43779 | 0.0006 | 0.4911 | 207 | 43.779 | 0 | 0
0.45168 | 0.1561 | 0.47594 | 207 | 45.168 | 0 | 0
0.47987 | 0.6307 | 0.36752 | 207 | 47.987 | 0 | 0
0.50983 | 0.7953 | 0.32953 | 207 | 50.983 | 0 | 0
0.54178 | 0.8149 | 0.29561 | 207 | 54.178 | 0 | 0
0.57291 | 0.8399 | 0.24553 | 207 | 57.291 | 0 | 0
0.60675 | 0.8307 | 0.18448 | 207 | 60.675 | 0 | 0
0.63188 | 0.8358 | 0.13144 | 207 | 63.188 | 0 | 0
0.65856 | 0.8419 | 0.10495 | 207 | 65.856 | 0 | 0
0.67662 | 0.8199 | 0.09162 | 207 | 67.662 | 0 | 0
0.68133 | 0.6438 | 0.09637 | 207 | 68.133 | 0 | 0
0.66471 | 0.1957 | 0.08699 | 207 | 66.471 | 0 | 0
0.63931 | 0.0008 | 0.08707 | 207 | 63.931 | 0 | 0
0.62206 | 0 | 0.10998 | 207 | 62.206 | 0 | 0
0.59563 | 0 | 0.15431 | 207 | 59.563 | 0 | 0
0.56698 | 0 | 0.2081 | 207 | 56.698 | 0 | 0
0.53172 | 0 | 0.24948 | 207 | 53.172 | 0 | 0
0.50193 | 0 | 0.31656 | 207 | 50.193 | 0 | 0
0.47499 | 0 | 0.36445 | 207 | 47.499 | 0 | 0
0.45528 | 0 | 0.38867 | 207 | 45.528 | 0 | 0
0.4416 | 0 | 0.42003 | 207 | 44.16 | 0 | 0
0.43439 | 0 | 0.45499 | 207 | 43.439 | 0 | 0
0.43143 | 0 | 0.4583 | 207 | 43.143 | 0 | 0
0.43351 | 0 | 0.45982 | 207 | 43.351 | 0 | 0
0.44264 | 0.0005 | 0.47346 | 207 | 44.264 | 0 | 0
0.4524 | 0.0784 | 0.47801 | 207 | 45.24 | 0 | 0
0.4785 | 0.4943 | 0.47298 | 207 | 47.85 | 0 | 0
0.51484 | 0.7167 | 0.44513 | 207 | 51.484 | 0 | 0
0.54633 | 0.7436 | 0.46987 | 207 | 54.633 | 0 | 0
0.58177 | 0.6904 | 0.49932 | 207 | 58.177 | 0 | 0
0.61384 | 0.6305 | 0.52761 | 207 | 61.384 | 0 | 0
0.64905 | 0.6854 | 0.55271 | 207 | 64.905 | 0 | 0
0.67847 | 0.5861 | 0.56081 | 207 | 67.847 | 0 | 0
0.69792 | 0.5729 | 0.57698 | 207 | 69.792 | 0 | 0
0.70681 | 0.4733 | 0.58911 | 207 | 70.681 | 0 | 0
0.69893 | 0.1766 | 0.58695 | 207 | 69.893 | 0 | 0
0.69332 | 0.0006 | 0.52913 | 207 | 69.332 | 0 | 0
0.68619 | 0 | 0.51121 | 207 | 68.619 | 0 | 0
0.65969 | 0 | 0.53412 | 207 | 65.969 | 0 | 0
0.61551 | 0 | 0.56073 | 207 | 61.551 | 0 | 0
0.579 | 0 | 0.56644 | 207 | 57.9 | 0 | 0
0.54775 | 0 | 0.57267 | 207 | 54.775 | 0 | 0
0.51502 | 0 | 0.56572 | 207 | 51.502 | 0 | 0
0.49453 | 0 | 0.51189 | 207 | 49.453 | 0 | 0
0.47931 | 0 | 0.43555 | 207 | 47.931 | 0 | 0
0.46605 | 0 | 0.35862 | 207 | 46.605 | 0 | 0
0.46698 | 0 | 0.27003 | 207 | 46.698 | 0 | 0
0.49083 | 0 | 0.23172 | 207 | 49.083 | 0 | 0
0.51989 | 0.0001 | 0.19717 | 207 | 51.989 | 0 | 0
0.512 | 0.1512 | 0.17302 | 207 | 51.2 | 0 | 0
0.51796 | 0.6665 | 0.12821 | 207 | 51.796 | 0 | 0
0.52444 | 0.8168 | 0.08132 | 207 | 52.444 | 0 | 0
0.53624 | 0.8233 | 0.10531 | 207 | 53.624 | 0 | 0
0.54591 | 0.8218 | 0.09054 | 207 | 54.591 | 0 | 0
0.55846 | 0.8158 | 0.09824 | 207 | 55.846 | 0 | 0
0.57407 | 0.8303 | 0.12741 | 207 | 57.407 | 0 | 0
0.59043 | 0.844 | 0.14701 | 207 | 59.043 | 0 | 0
0.60384 | 0.8286 | 0.18049 | 207 | 60.384 | 0 | 0
0.60699 | 0.6661 | 0.18264 | 207 | 60.699 | 0 | 0
0.59451 | 0.1984 | 0.17007 | 207 | 59.451 | 0 | 0
0.57845 | 0.0005 | 0.10838 | 207 | 57.845 | 0 | 0
0.56801 | 0 | 0.16468 | 207 | 56.801 | 0 | 0
0.54106 | 0 | 0.20455 | 207 | 54.106 | 0 | 0
0.50472 | 0 | 0.21832 | 207 | 50.472 | 0 | 0
0.46279 | 0 | 0.24306 | 207 | 46.279 | 0 | 0
0.42805 | 0 | 0.25654 | 207 | 42.805 | 0 | 0
0.40588 | 0 | 0.27051 | 207 | 40.588 | 0 | 0
0.39228 | 0 | 0.25387 | 207 | 39.228 | 0 | 0
0.3859 | 0 | 0.24972 | 207 | 38.59 | 0 | 0
0.38636 | 0 | 0.23803 | 207 | 38.636 | 0 | 0
0.39931 | 0 | 0.2166 | 207 | 39.931 | 0 | 0
0.43194 | 0 | 0.20375 | 207 | 43.194 | 0 | 0
0.47661 | 0.0007 | 0.17817 | 207 | 47.661 | 0 | 0
0.47527 | 0.1589 | 0.151 | 207 | 47.527 | 0 | 0
0.47633 | 0.6823 | 0.1352 | 207 | 47.633 | 0 | 0
0.48434 | 0.8287 | 0.10088 | 207 | 48.434 | 0 | 0
0.49506 | 0.8396 | 0.15611 | 207 | 49.506 | 0 | 0
0.50378 | 0.8336 | 0.17111 | 207 | 50.378 | 0 | 0
0.5151 | 0.7918 | 0.16696 | 207 | 51.51 | 0 | 0
0.52725 | 0.7937 | 0.16065 | 207 | 52.725 | 0 | 0
0.53997 | 0.801 | 0.16672 | 207 | 53.997 | 0 | 0
0.55247 | 0.816 | 0.18583 | 207 | 55.247 | 0 | 0
0.55954 | 0.6494 | 0.19964 | 207 | 55.954 | 0 | 0
0.55348 | 0.1875 | 0.20599 | 207 | 55.348 | 0 | 0
0.54899 | 0.0003 | 0.21297 | 207 | 54.899 | 0 | 0
0.54422 | 0 | 0.32901 | 207 | 54.422 | 0 | 0
0.52589 | 0 | 0.4494 | 207 | 52.589 | 0 | 0
0.49333 | 0 | 0.49868 | 207 | 49.333 | 0 | 0
0.45351 | 0 | 0.49848 | 207 | 45.351 | 0 | 0
0.42272 | 0 | 0.48344 | 207 | 42.272 | 0 | 0
0.40016 | 0 | 0.50443 | 207 | 40.016 | 0 | 0
0.39126 | 0 | 0.49397 | 207 | 39.126 | 0 | 0
0.3849 | 0 | 0.49186 | 207 | 38.49 | 0 | 0
0.38575 | 0 | 0.50299 | 207 | 38.575 | 0 | 0
0.40206 | 0 | 0.5241 | 207 | 40.206 | 0 | 0
0.43659 | 0 | 0.55363 | 207 | 43.659 | 0 | 0
0.47986 | 0.0006 | 0.59717 | 207 | 47.986 | 0 | 0
0.47748 | 0.1081 | 0.58204 | 207 | 47.748 | 0 | 0
0.48227 | 0.4829 | 0.54425 | 207 | 48.227 | 0 | 0
0.49381 | 0.6188 | 0.54976 | 207 | 49.381 | 0 | 0
0.51036 | 0.69 | 0.57534 | 207 | 51.036 | 0 | 0
0.52418 | 0.7905 | 0.56552 | 207 | 52.418 | 0 | 0
0.53958 | 0.791 | 0.54872 | 207 | 53.958 | 0 | 0
0.55584 | 0.7983 | 0.49541 | 207 | 55.584 | 0 | 0
0.5695 | 0.8075 | 0.46468 | 207 | 56.95 | 0 | 0
0.58836 | 0.7753 | 0.43224 | 207 | 58.836 | 0 | 0
0.59646 | 0.6021 | 0.40152 | 207 | 59.646 | 0 | 0
0.59023 | 0.1665 | 0.40315 | 207 | 59.023 | 0 | 0
0.58454 | 0.0002 | 0.37402 | 207 | 58.454 | 0 | 0
0.58236 | 0 | 0.45842 | 207 | 58.236 | 0 | 0
0.56491 | 0 | 0.55192 | 207 | 56.491 | 0 | 0
0.53414 | 0 | 0.57398 | 207 | 53.414 | 0 | 0
0.49315 | 0 | 0.53476 | 207 | 49.315 | 0 | 0
0.45871 | 0 | 0.50016 | 207 | 45.871 | 0 | 0
0.43466 | 0 | 0.50347 | 207 | 43.466 | 0 | 0
0.41911 | 0 | 0.48735 | 207 | 41.911 | 0 | 0
0.41117 | 0 | 0.47662 | 207 | 41.117 | 0 | 0
0.40957 | 0 | 0.46233 | 207 | 40.957 | 0 | 0
0.42072 | 0 | 0.44002 | 207 | 42.072 | 0 | 0
0.45383 | 0 | 0.45682 | 207 | 45.383 | 0 | 0
0.4939 | 0.0003 | 0.47961 | 207 | 49.39 | 0 | 0
0.49647 | 0.0628 | 0.51656 | 207 | 49.647 | 0 | 0
0.50582 | 0.1677 | 0.50064 | 207 | 50.582 | 0 | 0
0.52444 | 0.2473 | 0.54733 | 207 | 52.444 | 0 | 0
0.5439 | 0.325 | 0.57314 | 207 | 54.39 | 0 | 0
0.56498 | 0.234 | 0.62546 | 207 | 56.498 | 0 | 0
0.58118 | 0.1515 | 0.62187 | 207 | 58.118 | 0 | 0
0.59477 | 0.1452 | 0.60319 | 207 | 59.477 | 0 | 0
0.59832 | 0.1381 | 0.56313 | 207 | 59.832 | 0 | 0
0.60327 | 0.1371 | 0.56189 | 207 | 60.327 | 0 | 0
0.60412 | 0.0695 | 0.62267 | 207 | 60.412 | 0 | 0
0.59662 | 0.0191 | 0.65854 | 207 | 59.662 | 0 | 0
0.59302 | 0.0001 | 0.67179 | 207 | 59.302 | 0 | 0
0.58587 | 0 | 0.6575 | 207 | 58.587 | 0 | 0
0.56093 | 0 | 0.65814 | 207 | 56.093 | 0 | 0
0.52842 | 0 | 0.6328 | 207 | 52.842 | 0 | 0
0.48734 | 0 | 0.59457 | 207 | 48.734 | 0 | 0
0.45468 | 0 | 0.58328 | 207 | 45.468 | 0 | 0
0.43392 | 0 | 0.60487 | 207 | 43.392 | 0 | 0
0.41707 | 0 | 0.59717 | 207 | 41.707 | 0 | 0
0.40826 | 0 | 0.57917 | 207 | 40.826 | 0 | 0
0.40575 | 0 | 0.5593 | 207 | 40.575 | 0 | 0
0.4132 | 0 | 0.57279 | 207 | 41.32 | 0 | 0
0.4507 | 0 | 0.62039 | 207 | 45.07 | 0 | 0
0.49546 | 0 | 0.68156 | 207 | 49.546 | 0 | 0
0.50932 | 0.1142 | 0.68404 | 207 | 50.932 | 0 | 0
0.51393 | 0.5311 | 0.66341 | 207 | 51.393 | 0 | 0
0.51985 | 0.6958 | 0.65471 | 207 | 51.985 | 0 | 0
0.52005 | 0.7142 | 0.65148 | 207 | 52.005 | 0 | 0
0.51641 | 0.7119 | 0.64529 | 207 | 51.641 | 0 | 0
0.51208 | 0.7036 | 0.63879 | 207 | 51.208 | 0 | 0
0.5078 | 0.7197 | 0.63089 | 207 | 50.78 | 0 | 0
0.50502 | 0.7023 | 0.63468 | 207 | 50.502 | 0 | 0
0.504 | 0.6978 | 0.61061 | 207 | 50.4 | 0 | 0
0.504 | 0.5738 | 0.58775 | 207 | 50.4 | 0 | 0
0.50736 | 0.1707 | 0.53472 | 207 | 50.736 | 0 | 0
0.51553 | 0.0035 | 0.39796 | 207 | 51.553 | 0 | 0
0.51467 | 0 | 0.36676 | 207 | 51.467 | 0 | 0
0.5062 | 0 | 0.36692 | 207 | 50.62 | 0 | 0
0.49263 | 0 | 0.3324 | 207 | 49.263 | 0 | 0
0.46975 | 0 | 0.30056 | 207 | 46.975 | 0 | 0
0.44751 | 0 | 0.24186 | 207 | 44.751 | 0 | 0
0.43018 | 0 | 0.22897 | 207 | 43.018 | 0 | 0
0.42092 | 0 | 0.23248 | 207 | 42.092 | 0 | 0
0.41509 | 0 | 0.24661 | 207 | 41.509 | 0 | 0
0.41389 | 0 | 0.27518 | 207 | 41.389 | 0 | 0
0.4213 | 0 | 0.30311 | 207 | 42.13 | 0 | 0
0.43544 | 0 | 0.29561 | 207 | 43.544 | 0 | 0
0.45665 | 0.0003 | 0.28029 | 207 | 45.665 | 0 | 0
0.47705 | 0.1478 | 0.27123 | 207 | 47.705 | 0 | 0
0.48752 | 0.6777 | 0.21149 | 207 | 48.752 | 0 | 0
0.4898 | 0.8455 | 0.13444 | 207 | 48.98 | 0 | 0
0.48006 | 0.858 | 0.12721 | 207 | 48.006 | 0 | 0
0.46837 | 0.8482 | 0.14848 | 207 | 46.837 | 0 | 0
0.46218 | 0.8397 | 0.17382 | 207 | 46.218 | 0 | 0
0.45578 | 0.8416 | 0.22566 | 207 | 45.578 | 0 | 0
0.45374 | 0.8407 | 0.24777 | 207 | 45.374 | 0 | 0
0.45582 | 0.7632 | 0.26425 | 207 | 45.582 | 0 | 0
0.45964 | 0.5872 | 0.28376 | 207 | 45.964 | 0 | 0
0.45955 | 0.1664 | 0.27406 | 207 | 45.955 | 0 | 0
0.47131 | 0.0001 | 0.31053 | 207 | 47.131 | 0 | 0
0.47181 | 0 | 0.46141 | 207 | 47.181 | 0 | 0
0.46801 | 0 | 0.5241 | 207 | 46.801 | 0 | 0
0.45401 | 0 | 0.52522 | 207 | 45.401 | 0 | 0
0.43812 | 0 | 0.51353 | 207 | 43.812 | 0 | 0
0.41727 | 0 | 0.51006 | 207 | 41.727 | 0 | 0
0.40425 | 0 | 0.53033 | 207 | 40.425 | 0 | 0
0.39659 | 0 | 0.54246 | 207 | 39.659 | 0 | 0
0.39153 | 0 | 0.5405 | 207 | 39.153 | 0 | 0
0.39236 | 0 | 0.53966 | 207 | 39.236 | 0 | 0
0.39519 | 0 | 0.52713 | 207 | 39.519 | 0 | 0
0.40611 | 0 | 0.53033 | 207 | 40.611 | 0 | 0
0.42495 | 0.0006 | 0.52526 | 207 | 42.495 | 0 | 0
0.44027 | 0.1196 | 0.55196 | 207 | 44.027 | 0 | 0
0.45458 | 0.6468 | 0.54785 | 207 | 45.458 | 0 | 0
0.45714 | 0.8222 | 0.41041 | 207 | 45.714 | 0 | 0
0.45858 | 0.8431 | 0.38807 | 207 | 45.858 | 0 | 0
0.46059 | 0.827 | 0.35451 | 207 | 46.059 | 0 | 0
0.46275 | 0.825 | 0.31592 | 207 | 46.275 | 0 | 0
0.46808 | 0.8314 | 0.25786 | 207 | 46.808 | 0 | 0
0.47661 | 0.8358 | 0.23851 | 207 | 47.661 | 0 | 0
0.48872 | 0.7956 | 0.26113 | 207 | 48.872 | 0 | 0
0.49695 | 0.6019 | 0.31245 | 207 | 49.695 | 0 | 0
0.50201 | 0.1481 | 0.37263 | 207 | 50.201 | 0 | 0
0.51293 | 0.0001 | 0.43982 | 207 | 51.293 | 0 | 0
0.51564 | 0 | 0.51652 | 207 | 51.564 | 0 | 0
0.50478 | 0 | 0.5415 | 207 | 50.478 | 0 | 0
0.4809 | 0 | 0.56772 | 207 | 48.09 | 0 | 0
0.45076 | 0 | 0.56305 | 207 | 45.076 | 0 | 0
0.4178 | 0 | 0.54134 | 207 | 41.78 | 0 | 0
0.3993 | 0 | 0.49816 | 207 | 39.93 | 0 | 0
0.38828 | 0 | 0.47662 | 207 | 38.828 | 0 | 0
0.38543 | 0 | 0.48695 | 207 | 38.543 | 0 | 0
0.38922 | 0 | 0.48919 | 207 | 38.922 | 0 | 0
0.40261 | 0 | 0.46341 | 207 | 40.261 | 0 | 0
0.44055 | 0 | 0.42869 | 207 | 44.055 | 0 | 0
0.48436 | 0.0002 | 0.39872 | 207 | 48.436 | 0 | 0
0.48713 | 0.0554 | 0.34585 | 207 | 48.713 | 0 | 0
0.4902 | 0.1968 | 0.27522 | 207 | 49.02 | 0 | 0
0.50194 | 0.3098 | 0.20706 | 207 | 50.194 | 0 | 0
0.51291 | 0.5022 | 0.168 | 207 | 51.291 | 0 | 0
0.51793 | 0.6323 | 0.12698 | 207 | 51.793 | 0 | 0
0.52733 | 0.6836 | 0.11273 | 207 | 52.733 | 0 | 0
0.53595 | 0.6851 | 0.12518 | 207 | 53.595 | 0 | 0
0.54053 | 0.7257 | 0.12358 | 207 | 54.053 | 0 | 0
0.54661 | 0.7083 | 0.12702 | 207 | 54.661 | 0 | 0
0.5506 | 0.5466 | 0.15315 | 207 | 55.06 | 0 | 0
0.55249 | 0.1318 | 0.20527 | 207 | 55.249 | 0 | 0
0.56233 | 0 | 0.2506 | 207 | 56.233 | 0 | 0
0.55867 | 0 | 0.33448 | 207 | 55.867 | 0 | 0
0.54701 | 0 | 0.36512 | 207 | 54.701 | 0 | 0
0.51843 | 0 | 0.36692 | 207 | 51.843 | 0 | 0
0.48219 | 0 | 0.35898 | 207 | 48.219 | 0 | 0
0.44946 | 0 | 0.32654 | 207 | 44.946 | 0 | 0
0.43234 | 0 | 0.32306 | 207 | 43.234 | 0 | 0
0.42185 | 0 | 0.30096 | 207 | 42.185 | 0 | 0
0.4186 | 0 | 0.30443 | 207 | 41.86 | 0 | 0
0.42001 | 0 | 0.27422 | 207 | 42.001 | 0 | 0
0.43643 | 0 | 0.22211 | 207 | 43.643 | 0 | 0
0.47424 | 0 | 0.19122 | 207 | 47.424 | 0 | 0
0.51723 | 0.0001 | 0.17203 | 207 | 51.723 | 0 | 0
0.52271 | 0.0049 | 0.13328 | 207 | 52.271 | 0 | 0
0.52804 | 0.0498 | 0.1152 | 207 | 52.804 | 0 | 0
0.53888 | 0.1195 | 0.1156 | 207 | 53.888 | 0 | 0
0.54614 | 0.2076 | 0.10646 | 207 | 54.614 | 0 | 0
0.54954 | 0.306 | 0.11069 | 207 | 54.954 | 0 | 0
0.55337 | 0.4007 | 0.13879 | 207 | 55.337 | 0 | 0
0.55304 | 0.4185 | 0.15196 | 207 | 55.304 | 0 | 0
0.55221 | 0.4412 | 0.18196 | 207 | 55.221 | 0 | 0
0.55433 | 0.3802 | 0.20551 | 207 | 55.433 | 0 | 0
0.56064 | 0.2588 | 0.24258 | 207 | 56.064 | 0 | 0
0.56703 | 0.0762 | 0.27494 | 207 | 56.703 | 0 | 0
0.58046 | 0 | 0.30215 | 207 | 58.046 | 0 | 0
0.57807 | 0 | 0.30419 | 207 | 57.807 | 0 | 0
0.56576 | 0 | 0.31117 | 207 | 56.576 | 0 | 0
0.53745 | 0 | 0.30822 | 207 | 53.745 | 0 | 0
0.50765 | 0 | 0.31185 | 207 | 50.765 | 0 | 0
0.47595 | 0 | 0.3257 | 207 | 47.595 | 0 | 0
0.4614 | 0 | 0.33962 | 207 | 46.14 | 0 | 0
0.45261 | 0 | 0.32674 | 207 | 45.261 | 0 | 0
0.44581 | 0 | 0.31748 | 207 | 44.581 | 0 | 0
0.45037 | 0 | 0.31995 | 207 | 45.037 | 0 | 0
0.46569 | 0 | 0.31844 | 207 | 46.569 | 0 | 0
0.50607 | 0 | 0.28743 | 207 | 50.607 | 0 | 0
0.54385 | 0 | 0.26421 | 207 | 54.385 | 0 | 0
0.55375 | 0.0088 | 0.25247 | 207 | 55.375 | 0 | 0
0.5585 | 0.0704 | 0.23699 | 207 | 55.85 | 0 | 0
0.56515 | 0.1155 | 0.27043 | 207 | 56.515 | 0 | 0
0.5701 | 0.1986 | 0.32602 | 207 | 57.01 | 0 | 0
0.56885 | 0.238 | 0.37171 | 207 | 56.885 | 0 | 0
0.57075 | 0.2502 | 0.43595 | 207 | 57.075 | 0 | 0
0.56899 | 0.2328 | 0.52083 | 207 | 56.899 | 0 | 0
0.56864 | 0.2018 | 0.57227 | 207 | 56.864 | 0 | 0
0.5741 | 0.2054 | 0.62829 | 207 | 57.41 | 0 | 0
0.58403 | 0.202 | 0.65267 | 207 | 58.403 | 0 | 0
0.59658 | 0.0669 | 0.66457 | 207 | 59.658 | 0 | 0
0.614 | 0 | 0.66536 | 207 | 61.4 | 0 | 0
0.61016 | 0 | 0.62562 | 207 | 61.016 | 0 | 0
0.60143 | 0 | 0.60511 | 207 | 60.143 | 0 | 0
0.57976 | 0 | 0.59114 | 207 | 57.976 | 0 | 0
0.5516 | 0 | 0.58986 | 207 | 55.16 | 0 | 0
0.52672 | 0 | 0.52394 | 207 | 52.672 | 0 | 0
0.51289 | 0 | 0.48783 | 207 | 51.289 | 0 | 0
0.5147 | 0 | 0.50882 | 207 | 51.47 | 0 | 0
0.51711 | 0 | 0.50219 | 207 | 51.711 | 0 | 0
0.5248 | 0 | 0.50052 | 207 | 52.48 | 0 | 0
0.54979 | 0 | 0.45834 | 207 | 54.979 | 0 | 0
0.60015 | 0 | 0.42011 | 207 | 60.015 | 0 | 0
0.65742 | 0.0003 | 0.38567 | 207 | 65.742 | 0 | 0
0.65679 | 0.1238 | 0.33775 | 207 | 65.679 | 0 | 0
0.64209 | 0.6713 | 0.29314 | 207 | 64.209 | 0 | 0
0.62401 | 0.884 | 0.21413 | 207 | 62.401 | 0 | 0
0.60768 | 0.8918 | 0.17618 | 207 | 60.768 | 0 | 0
0.58349 | 0.8761 | 0.15367 | 207 | 58.349 | 0 | 0
0.56004 | 0.8671 | 0.13551 | 207 | 56.004 | 0 | 0
0.54118 | 0.8728 | 0.12191 | 207 | 54.118 | 0 | 0
0.5232 | 0.8847 | 0.11002 | 207 | 52.32 | 0 | 0
0.51412 | 0.8617 | 0.10806 | 207 | 51.412 | 0 | 0
0.51285 | 0.6428 | 0.12099 | 207 | 51.285 | 0 | 0
0.51955 | 0.1438 | 0.12239 | 207 | 51.955 | 0 | 0
0.54551 | 0 | 0.15403 | 207 | 54.551 | 0 | 0
0.55858 | 0 | 0.22203 | 207 | 55.858 | 0 | 0
0.5761 | 0 | 0.27087 | 207 | 57.61 | 0 | 0
0.573 | 0 | 0.34773 | 207 | 57.3 | 0 | 0
0.54975 | 0 | 0.40467 | 207 | 54.975 | 0 | 0
0.53458 | 0 | 0.45746 | 207 | 53.458 | 0 | 0
0.52477 | 0 | 0.51656 | 207 | 52.477 | 0 | 0
0.52764 | 0 | 0.55938 | 207 | 52.764 | 0 | 0
0.53305 | 0 | 0.57099 | 207 | 53.305 | 0 | 0
0.54379 | 0 | 0.58372 | 207 | 54.379 | 0 | 0
0.56578 | 0 | 0.57267 | 207 | 56.578 | 0 | 0
0.61343 | 0 | 0.58883 | 207 | 61.343 | 0 | 0
0.66017 | 0.0003 | 0.59102 | 207 | 66.017 | 0 | 0
0.66287 | 0.1225 | 0.59074 | 207 | 66.287 | 0 | 0
0.6366 | 0.6589 | 0.55507 | 207 | 63.66 | 0 | 0
0.60673 | 0.856 | 0.44346 | 207 | 60.673 | 0 | 0
0.57631 | 0.8285 | 0.41792 | 207 | 57.631 | 0 | 0
0.54997 | 0.8347 | 0.42314 | 207 | 54.997 | 0 | 0
0.52799 | 0.8375 | 0.38248 | 207 | 52.799 | 0 | 0
0.5104 | 0.8428 | 0.33184 | 207 | 51.04 | 0 | 0
0.49714 | 0.8503 | 0.26205 | 207 | 49.714 | 0 | 0
0.48858 | 0.8246 | 0.2065 | 207 | 48.858 | 0 | 0
0.48724 | 0.623 | 0.19553 | 207 | 48.724 | 0 | 0
0.49248 | 0.127 | 0.20611 | 207 | 49.248 | 0 | 0
0.51474 | 0 | 0.28603 | 207 | 51.474 | 0 | 0
0.51849 | 0 | 0.38368 | 207 | 51.849 | 0 | 0
0.51942 | 0 | 0.49362 | 207 | 51.942 | 0 | 0
0.50642 | 0 | 0.52051 | 207 | 50.642 | 0 | 0
0.49119 | 0 | 0.50882 | 207 | 49.119 | 0 | 0
0.4735 | 0 | 0.49042 | 207 | 47.35 | 0 | 0
0.46607 | 0 | 0.50674 | 207 | 46.607 | 0 | 0
0.46263 | 0 | 0.51552 | 207 | 46.263 | 0 | 0
0.46275 | 0 | 0.49086 | 207 | 46.275 | 0 | 0
0.46809 | 0 | 0.48148 | 207 | 46.809 | 0 | 0
0.47814 | 0 | 0.4516 | 207 | 47.814 | 0 | 0
0.49793 | 0 | 0.41417 | 207 | 49.793 | 0 | 0
0.52476 | 0.0003 | 0.35826 | 207 | 52.476 | 0 | 0
0.54591 | 0.1125 | 0.32127 | 207 | 54.591 | 0 | 0
0.54789 | 0.6625 | 0.2259 | 207 | 54.789 | 0 | 0
0.53333 | 0.926 | 0.14098 | 207 | 53.333 | 0 | 0
0.51467 | 0.9388 | 0.1765 | 207 | 51.467 | 0 | 0
0.49555 | 0.9222 | 0.12749 | 207 | 49.555 | 0 | 0
0.47889 | 0.9082 | 0.09026 | 207 | 47.889 | 0 | 0
0.46624 | 0.9113 | 0.09134 | 207 | 46.624 | 0 | 0
0.45918 | 0.9119 | 0.10104 | 207 | 45.918 | 0 | 0
0.4558 | 0.8811 | 0.09924 | 207 | 45.58 | 0 | 0
0.45727 | 0.6367 | 0.11073 | 207 | 45.727 | 0 | 0
0.46181 | 0.1119 | 0.11045 | 207 | 46.181 | 0 | 0
0.48098 | 0 | 0.12147 | 207 | 48.098 | 0 | 0
0.48565 | 0 | 0.17777 | 207 | 48.565 | 0 | 0
0.48265 | 0 | 0.21632 | 207 | 48.265 | 0 | 0
0.47618 | 0 | 0.25279 | 207 | 47.618 | 0 | 0
0.46416 | 0 | 0.29661 | 207 | 46.416 | 0 | 0
0.45154 | 0 | 0.38492 | 207 | 45.154 | 0 | 0
0.44547 | 0 | 0.49417 | 207 | 44.547 | 0 | 0
0.44626 | 0 | 0.45463 | 207 | 44.626 | 0 | 0
0.44671 | 0 | 0.51177 | 207 | 44.671 | 0 | 0
0.44918 | 0 | 0.51433 | 207 | 44.918 | 0 | 0
0.45517 | 0 | 0.53579 | 207 | 45.517 | 0 | 0
0.46809 | 0 | 0.54693 | 207 | 46.809 | 0 | 0
0.48494 | 0.0003 | 0.56413 | 207 | 48.494 | 0 | 0
0.50504 | 0.0614 | 0.58755 | 207 | 50.504 | 0 | 0
0.5162 | 0.4561 | 0.57729 | 207 | 51.62 | 0 | 0
0.51019 | 0.747 | 0.50196 | 207 | 51.019 | 0 | 0
0.4963 | 0.7929 | 0.52666 | 207 | 49.63 | 0 | 0
0.47994 | 0.811 | 0.4915 | 207 | 47.994 | 0 | 0
0.47018 | 0.8352 | 0.45479 | 207 | 47.018 | 0 | 0
0.46204 | 0.8497 | 0.43057 | 207 | 46.204 | 0 | 0
0.46058 | 0.825 | 0.40048 | 207 | 46.058 | 0 | 0
0.4611 | 0.6702 | 0.38492 | 207 | 46.11 | 0 | 0
0.46168 | 0.3644 | 0.39385 | 207 | 46.168 | 0 | 0
0.47049 | 0.0519 | 0.35874 | 207 | 47.049 | 0 | 0
0.49946 | 0 | 0.3982 | 207 | 49.946 | 0 | 0
0.50654 | 0 | 0.52167 | 207 | 50.654 | 0 | 0
0.50183 | 0 | 0.58827 | 207 | 50.183 | 0 | 0
0.48879 | 0 | 0.61808 | 207 | 48.879 | 0 | 0
0.46544 | 0 | 0.61604 | 207 | 46.544 | 0 | 0
0.4374 | 0 | 0.59086 | 207 | 43.74 | 0 | 0
0.41756 | 0 | 0.57857 | 207 | 41.756 | 0 | 0
0.40708 | 0 | 0.56903 | 207 | 40.708 | 0 | 0
0.40013 | 0 | 0.55706 | 207 | 40.013 | 0 | 0
0.39938 | 0 | 0.5498 | 207 | 39.938 | 0 | 0
0.40706 | 0 | 0.54641 | 207 | 40.706 | 0 | 0
0.4298 | 0 | 0.52103 | 207 | 42.98 | 0 | 0
0.47055 | 0.0001 | 0.50267 | 207 | 47.055 | 0 | 0
0.5083 | 0.0842 | 0.46776 | 207 | 50.83 | 0 | 0
0.50422 | 0.4769 | 0.35662 | 207 | 50.422 | 0 | 0
0.50025 | 0.7731 | 0.21772 | 207 | 50.025 | 0 | 0
0.50399 | 0.8761 | 0.17414 | 207 | 50.399 | 0 | 0
0.50773 | 0.8308 | 0.13164 | 207 | 50.773 | 0 | 0
0.51384 | 0.824 | 0.11652 | 207 | 51.384 | 0 | 0
0.51932 | 0.8297 | 0.10986 | 207 | 51.932 | 0 | 0
0.52619 | 0.8091 | 0.11229 | 207 | 52.619 | 0 | 0
0.52853 | 0.7342 | 0.12223 | 207 | 52.853 | 0 | 0
0.53725 | 0.5129 | 0.12885 | 207 | 53.725 | 0 | 0
0.53729 | 0.0801 | 0.13895 | 207 | 53.729 | 0 | 0
0.5537 | 0 | 0.2069 | 207 | 55.37 | 0 | 0
0.5541 | 0 | 0.38504 | 207 | 55.41 | 0 | 0
0.54028 | 0 | 0.45547 | 207 | 54.028 | 0 | 0
0.52511 | 0 | 0.49952 | 207 | 52.511 | 0 | 0
0.49266 | 0 | 0.50658 | 207 | 49.266 | 0 | 0
0.45823 | 0 | 0.4927 | 207 | 45.823 | 0 | 0
0.42783 | 0 | 0.43661 | 207 | 42.783 | 0 | 0
0.4103 | 0 | 0.36797 | 207 | 41.03 | 0 | 0
0.40069 | 0 | 0.33983 | 207 | 40.069 | 0 | 0
0.39792 | 0 | 0.33633 | 207 | 39.792 | 0 | 0
0.40012 | 0 | 0.32874 | 207 | 40.012 | 0 | 0
0.41497 | 0 | 0.30068 | 207 | 41.497 | 0 | 0
0.45211 | 0 | 0.27099 | 207 | 45.211 | 0 | 0
0.48978 | 0.0647 | 0.25254 | 207 | 48.978 | 0 | 0
0.49223 | 0.4912 | 0.1942 | 207 | 49.223 | 0 | 0
0.50684 | 0.7351 | 0.10811 | 207 | 50.684 | 0 | 0
0.52382 | 0.7586 | 0.07921 | 207 | 52.382 | 0 | 0
0.53605 | 0.7495 | 0.0525 | 207 | 53.605 | 0 | 0
0.545 | 0.7494 | 0.04734 | 207 | 54.5 | 0 | 0
0.55096 | 0.7636 | 0.04861 | 207 | 55.096 | 0 | 0
0.56046 | 0.7412 | 0.05855 | 207 | 56.046 | 0 | 0
0.56381 | 0.7443 | 0.07043 | 207 | 56.381 | 0 | 0
0.56584 | 0.4829 | 0.08275 | 207 | 56.584 | 0 | 0
0.56235 | 0.0768 | 0.11292 | 207 | 56.235 | 0 | 0
0.57283 | 0 | 0.15068 | 207 | 57.283 | 0 | 0
0.57328 | 0 | 0.21149 | 207 | 57.328 | 0 | 0
0.56034 | 0 | 0.21641 | 207 | 56.034 | 0 | 0
0.54087 | 0 | 0.23359 | 207 | 54.087 | 0 | 0
0.50918 | 0 | 0.26002 | 207 | 50.918 | 0 | 0
0.47218 | 0 | 0.28975 | 207 | 47.218 | 0 | 0
0.44088 | 0 | 0.34328 | 207 | 44.088 | 0 | 0
0.42382 | 0 | 0.34213 | 207 | 42.382 | 0 | 0
0.41153 | 0 | 0.37607 | 207 | 41.153 | 0 | 0
0.40818 | 0 | 0.38362 | 207 | 40.818 | 0 | 0
0.40965 | 0 | 0.36848 | 207 | 40.965 | 0 | 0
0.42336 | 0 | 0.33021 | 207 | 42.336 | 0 | 0
0.45937 | 0.0001 | 0.30874 | 207 | 45.937 | 0 | 0
0.49294 | 0.0181 | 0.24766 | 207 | 49.294 | 0 | 0
0.4992 | 0.1327 | 0.25481 | 207 | 49.92 | 0 | 0
0.51166 | 0.2316 | 0.26832 | 207 | 51.166 | 0 | 0
0.52668 | 0.3299 | 0.34555 | 207 | 52.668 | 0 | 0
0.54323 | 0.3497 | 0.38752 | 207 | 54.323 | 0 | 0
0.55441 | 0.4121 | 0.38935 | 207 | 55.441 | 0 | 0
0.56537 | 0.3891 | 0.37357 | 207 | 56.537 | 0 | 0
0.57474 | 0.3244 | 0.35195 | 207 | 57.474 | 0 | 0
0.57664 | 0.2705 | 0.35501 | 207 | 57.664 | 0 | 0
0.57328 | 0.1776 | 0.32893 | 207 | 57.328 | 0 | 0
0.56747 | 0.042 | 0.33156 | 207 | 56.747 | 0 | 0
0.58055 | 0 | 0.32528 | 207 | 58.055 | 0 | 0
0.57591 | 0 | 0.33517 | 207 | 57.591 | 0 | 0
0.55025 | 0 | 0.24889 | 207 | 55.025 | 0 | 0
0.5373 | 0 | 0.25934 | 207 | 53.73 | 0 | 0
0.50812 | 0 | 0.2996 | 207 | 50.812 | 0 | 0
0.47056 | 0 | 0.2907 | 207 | 47.056 | 0 | 0
0.43826 | 0 | 0.29849 | 207 | 43.826 | 0 | 0
0.41798 | 0 | 0.2777 | 207 | 41.798 | 0 | 0
0.40673 | 0 | 0.28605 | 207 | 40.673 | 0 | 0
0.40406 | 0 | 0.2996 | 207 | 40.406 | 0 | 0
0.40672 | 0 | 0.35513 | 207 | 40.672 | 0 | 0
0.42197 | 0 | 0.46936 | 207 | 42.197 | 0 | 0
0.45784 | 0 | 0.52929 | 207 | 45.784 | 0 | 0
0.49927 | 0.0019 | 0.5527 | 207 | 49.927 | 0 | 0
0.50417 | 0.0109 | 0.56085 | 207 | 50.417 | 0 | 0
0.51721 | 0.0349 | 0.57198 | 207 | 51.721 | 0 | 0
0.53321 | 0.0728 | 0.56959 | 207 | 53.321 | 0 | 0
0.54461 | 0.1024 | 0.55207 | 207 | 54.461 | 0 | 0
0.55129 | 0.1141 | 0.54825 | 207 | 55.129 | 0 | 0
0.55406 | 0.1101 | 0.51451 | 207 | 55.406 | 0 | 0
0.55745 | 0.0761 | 0.49662 | 207 | 55.745 | 0 | 0
0.55394 | 0.0489 | 0.46248 | 207 | 55.394 | 0 | 0
0.56044 | 0.0244 | 0.43998 | 207 | 56.044 | 0 | 0
0.56951 | 0.0022 | 0.43831 | 207 | 56.951 | 0 | 0
0.58914 | 0 | 0.3837 | 207 | 58.914 | 0 | 0
0.58776 | 0 | 0.3816 | 207 | 58.776 | 0 | 0
0.57664 | 0 | 0.3752 | 207 | 57.664 | 0 | 0
0.56303 | 0 | 0.34857 | 207 | 56.303 | 0 | 0
0.53599 | 0 | 0.32774 | 207 | 53.599 | 0 | 0
0.50502 | 0 | 0.29523 | 207 | 50.502 | 0 | 0
0.47956 | 0 | 0.26021 | 207 | 47.956 | 0 | 0
0.4682 | 0 | 0.23386 | 207 | 46.82 | 0 | 0
0.45989 | 0 | 0.2188 | 207 | 45.989 | 0 | 0
0.4591 | 0 | 0.19205 | 207 | 45.91 | 0 | 0
0.46329 | 0 | 0.18152 | 207 | 46.329 | 0 | 0
0.48207 | 0 | 0.17961 | 207 | 48.207 | 0 | 0
0.52642 | 0 | 0.17015 | 207 | 52.642 | 0 | 0
0.56993 | 0.0055 | 0.14785 | 207 | 56.993 | 0 | 0
0.57194 | 0.0487 | 0.13223 | 207 | 57.194 | 0 | 0
0.57914 | 0.1125 | 0.11033 | 207 | 57.914 | 0 | 0
0.57493 | 0.2148 | 0.10827 | 207 | 57.493 | 0 | 0
0.56459 | 0.3109 | 0.10707 | 207 | 56.459 | 0 | 0
0.55213 | 0.3673 | 0.13247 | 207 | 55.213 | 0 | 0
0.54504 | 0.3748 | 0.12929 | 207 | 54.504 | 0 | 0
0.5387 | 0.3479 | 0.12619 | 207 | 53.87 | 0 | 0
0.52978 | 0.2707 | 0.11208 | 207 | 52.978 | 0 | 0
0.52735 | 0.1368 | 0.09944 | 207 | 52.735 | 0 | 0
0.53758 | 0.0197 | 0.08828 | 207 | 53.758 | 0 | 0
0.55961 | 0 | 0.09686 | 207 | 55.961 | 0 | 0
0.5631 | 0 | 0.11975 | 207 | 56.31 | 0 | 0
0.55423 | 0 | 0.13331 | 207 | 55.423 | 0 | 0
0.54778 | 0 | 0.14825 | 207 | 54.778 | 0 | 0
0.53548 | 0 | 0.1682 | 207 | 53.548 | 0 | 0
0.51476 | 0 | 0.17373 | 207 | 51.476 | 0 | 0
0.49431 | 0 | 0.18951 | 207 | 49.431 | 0 | 0
0.48286 | 0 | 0.20127 | 207 | 48.286 | 0 | 0
0.47471 | 0 | 0.2188 | 207 | 47.471 | 0 | 0
0.4743 | 0 | 0.21832 | 207 | 47.43 | 0 | 0
0.4774 | 0 | 0.20187 | 207 | 47.74 | 0 | 0
0.4904 | 0 | 0.19006 | 207 | 49.04 | 0 | 0
0.50764 | 0.0001 | 0.1849 | 207 | 50.764 | 0 | 0
0.52939 | 0.0734 | 0.16836 | 207 | 52.939 | 0 | 0
0.5388 | 0.5206 | 0.15489 | 207 | 53.88 | 0 | 0
0.53232 | 0.8179 | 0.09062 | 207 | 53.232 | 0 | 0
0.51694 | 0.8608 | 0.05779 | 207 | 51.694 | 0 | 0
0.4986 | 0.8596 | 0.05167 | 207 | 49.86 | 0 | 0
0.48442 | 0.863 | 0.06272 | 207 | 48.442 | 0 | 0
0.47322 | 0.88 | 0.08299 | 207 | 47.322 | 0 | 0
0.46452 | 0.8768 | 0.07798 | 207 | 46.452 | 0 | 0
0.46152 | 0.7856 | 0.07492 | 207 | 46.152 | 0 | 0
0.46087 | 0.5208 | 0.06952 | 207 | 46.087 | 0 | 0
0.46333 | 0.0541 | 0.0847 | 207 | 46.333 | 0 | 0
0.48785 | 0 | 0.15878 | 207 | 48.785 | 0 | 0
0.48765 | 0 | 0.27333 | 207 | 48.765 | 0 | 0
0.48334 | 0 | 0.33756 | 207 | 48.334 | 0 | 0
0.4783 | 0 | 0.39229 | 207 | 47.83 | 0 | 0
0.4668 | 0 | 0.42866 | 207 | 46.68 | 0 | 0
0.44987 | 0 | 0.48688 | 207 | 44.987 | 0 | 0
0.4329 | 0 | 0.49205 | 207 | 43.29 | 0 | 0
0.42358 | 0 | 0.49491 | 207 | 42.358 | 0 | 0
0.41831 | 0 | 0.47834 | 207 | 41.831 | 0 | 0
0.41554 | 0 | 0.46912 | 207 | 41.554 | 0 | 0
0.4188 | 0 | 0.46987 | 207 | 41.88 | 0 | 0
0.42602 | 0 | 0.47846 | 207 | 42.602 | 0 | 0
0.43946 | 0.0001 | 0.46085 | 207 | 43.946 | 0 | 0
0.45291 | 0.0456 | 0.45922 | 207 | 45.291 | 0 | 0
0.4682 | 0.3812 | 0.44587 | 207 | 46.82 | 0 | 0
0.46789 | 0.6116 | 0.36447 | 207 | 46.789 | 0 | 0
0.46608 | 0.6714 | 0.30676 | 207 | 46.608 | 0 | 0
0.46393 | 0.6451 | 0.28812 | 207 | 46.393 | 0 | 0
0.46497 | 0.6758 | 0.2744 | 207 | 46.497 | 0 | 0
0.46776 | 0.6638 | 0.30668 | 207 | 46.776 | 0 | 0
0.4715 | 0.7067 | 0.36638 | 207 | 47.15 | 0 | 0
0.47167 | 0.5626 | 0.39928 | 207 | 47.167 | 0 | 0
0.47603 | 0.2873 | 0.39726 | 207 | 47.603 | 0 | 0
0.48013 | 0.0303 | 0.35378 | 207 | 48.013 | 0 | 0
0.50849 | 0 | 0.3963 | 207 | 50.849 | 0 | 0
0.51141 | 0 | 0.46526 | 207 | 51.141 | 0 | 0
0.50339 | 0 | 0.52019 | 207 | 50.339 | 0 | 0
0.49338 | 0 | 0.55827 | 207 | 49.338 | 0 | 0
0.47039 | 0 | 0.5847 | 207 | 47.039 | 0 | 0
0.4457 | 0 | 0.58291 | 207 | 44.57 | 0 | 0
0.41832 | 0 | 0.55145 | 207 | 41.832 | 0 | 0
0.40312 | 0 | 0.53319 | 207 | 40.312 | 0 | 0
0.3935 | 0 | 0.5071 | 207 | 39.35 | 0 | 0
0.39247 | 0 | 0.49436 | 207 | 39.247 | 0 | 0
0.39217 | 0 | 0.47126 | 207 | 39.217 | 0 | 0
0.40845 | 0 | 0.43779 | 207 | 40.845 | 0 | 0
0.44111 | 0 | 0.40038 | 207 | 44.111 | 0 | 0
0.48227 | 0.0049 | 0.46184 | 207 | 48.227 | 0 | 0
0.49052 | 0.0581 | 0.54727 | 207 | 49.052 | 0 | 0
0.50549 | 0.1278 | 0.58042 | 207 | 50.549 | 0 | 0
0.52299 | 0.2245 | 0.63644 | 207 | 52.299 | 0 | 0
0.53646 | 0.1934 | 0.62052 | 207 | 53.646 | 0 | 0
0.54889 | 0.147 | 0.61184 | 207 | 54.889 | 0 | 0
0.5631 | 0.1268 | 0.60029 | 207 | 56.31 | 0 | 0
0.57336 | 0.0684 | 0.5844 | 207 | 57.336 | 0 | 0
0.58105 | 0.0416 | 0.57928 | 207 | 58.105 | 0 | 0
0.59782 | 0.0189 | 0.58149 | 207 | 59.782 | 0 | 0
0.62108 | 0.0013 | 0.58291 | 207 | 62.108 | 0 | 0
0.66087 | 0 | 0.64429 | 207 | 66.087 | 0 | 0
0.66926 | 0 | 0.66297 | 207 | 66.926 | 0 | 0
0.66955 | 0 | 0.65485 | 207 | 66.955 | 0 | 0
0.66318 | 0 | 0.68773 | 207 | 66.318 | 0 | 0
0.64047 | 0 | 0.69514 | 207 | 64.047 | 0 | 0
0.61635 | 0 | 0.6588 | 207 | 61.635 | 0 | 0
0.60348 | 0 | 0.62395 | 207 | 60.348 | 0 | 0
0.5987 | 0 | 0.59091 | 207 | 59.87 | 0 | 0
0.60052 | 0 | 0.55957 | 207 | 60.052 | 0 | 0
0.60973 | 0 | 0.51735 | 207 | 60.973 | 0 | 0
0.62375 | 0 | 0.48987 | 207 | 62.375 | 0 | 0
0.65302 | 0 | 0.47209 | 207 | 65.302 | 0 | 0
0.70642 | 0 | 0.41031 | 207 | 70.642 | 0 | 0
0.75734 | 0.0272 | 0.35287 | 207 | 75.734 | 0 | 0
0.7496 | 0.3074 | 0.29567 | 207 | 74.96 | 0 | 0
0.74374 | 0.6142 | 0.25097 | 207 | 74.374 | 0 | 0
0.72918 | 0.6466 | 0.21761 | 207 | 72.918 | 0 | 0
0.70994 | 0.6487 | 0.18509 | 207 | 70.994 | 0 | 0
0.68643 | 0.6813 | 0.17184 | 207 | 68.643 | 0 | 0
0.66217 | 0.6904 | 0.16999 | 207 | 66.217 | 0 | 0
0.64251 | 0.5894 | 0.18907 | 207 | 64.251 | 0 | 0
0.63079 | 0.4018 | 0.20551 | 207 | 63.079 | 0 | 0
0.63757 | 0.1547 | 0.20512 | 207 | 63.757 | 0 | 0
0.66326 | 0.0195 | 0.2046 | 207 | 66.326 | 0 | 0
0.71491 | 0 | 0.20378 | 207 | 71.491 | 0 | 0
0.72751 | 0 | 0.21824 | 207 | 72.751 | 0 | 0
0.72913 | 0 | 0.22388 | 207 | 72.913 | 0 | 0
0.72052 | 0 | 0.22353 | 207 | 72.052 | 0 | 0
0.69401 | 0 | 0.2255 | 207 | 69.401 | 0 | 0
0.66385 | 0 | 0.246 | 207 | 66.385 | 0 | 0
0.64711 | 0 | 0.30959 | 207 | 64.711 | 0 | 0
0.63882 | 0 | 0.35812 | 207 | 63.882 | 0 | 0
0.63815 | 0 | 0.44189 | 207 | 63.815 | 0 | 0
0.64157 | 0 | 0.50765 | 207 | 64.157 | 0 | 0
0.65203 | 0 | 0.51545 | 207 | 65.203 | 0 | 0
0.6743 | 0 | 0.51356 | 207 | 67.43 | 0 | 0
0.72439 | 0 | 0.51096 | 207 | 72.439 | 0 | 0
0.76163 | 0.0205 | 0.52704 | 207 | 76.163 | 0 | 0
0.7401 | 0.204 | 0.53197 | 207 | 74.01 | 0 | 0
0.71416 | 0.3119 | 0.4847 | 207 | 71.416 | 0 | 0
0.69193 | 0.4176 | 0.48088 | 207 | 69.193 | 0 | 0
0.67099 | 0.4682 | 0.47189 | 207 | 67.099 | 0 | 0
0.6514 | 0.4104 | 0.43677 | 207 | 65.14 | 0 | 0
0.63722 | 0.4741 | 0.40609 | 207 | 63.722 | 0 | 0
0.62478 | 0.5133 | 0.41449 | 207 | 62.478 | 0 | 0
0.62119 | 0.3643 | 0.43913 | 207 | 62.119 | 0 | 0
0.62841 | 0.161 | 0.37617 | 207 | 62.841 | 0 | 0
0.64723 | 0.0255 | 0.28412 | 207 | 64.723 | 0 | 0
0.68048 | 0 | 0.26007 | 207 | 68.048 | 0 | 0
0.68014 | 0 | 0.27411 | 207 | 68.014 | 0 | 0
0.67002 | 0 | 0.25408 | 207 | 67.002 | 0 | 0
0.65316 | 0 | 0.23792 | 207 | 65.316 | 0 | 0
0.61868 | 0 | 0.20338 | 207 | 61.868 | 0 | 0
0.58003 | 0 | 0.18115 | 207 | 58.003 | 0 | 0
0.55223 | 0 | 0.14669 | 207 | 55.223 | 0 | 0
0.53832 | 0 | 0.14011 | 207 | 53.832 | 0 | 0
0.53034 | 0 | 0.15182 | 207 | 53.034 | 0 | 0
0.53106 | 0 | 0.18 | 207 | 53.106 | 0 | 0
0.53754 | 0 | 0.24434 | 207 | 53.754 | 0 | 0
0.55756 | 0 | 0.26808 | 207 | 55.756 | 0 | 0
0.60306 | 0 | 0.30103 | 207 | 60.306 | 0 | 0
0.64567 | 0.0352 | 0.32618 | 207 | 64.567 | 0 | 0
0.63459 | 0.3636 | 0.32126 | 207 | 63.459 | 0 | 0
0.62486 | 0.696 | 0.29737 | 207 | 62.486 | 0 | 0
0.61763 | 0.7563 | 0.358 | 207 | 61.763 | 0 | 0
0.60826 | 0.7668 | 0.39084 | 207 | 60.826 | 0 | 0
0.59501 | 0.7821 | 0.37397 | 207 | 59.501 | 0 | 0
0.5869 | 0.7941 | 0.37192 | 207 | 58.69 | 0 | 0
0.57914 | 0.815 | 0.36502 | 207 | 57.914 | 0 | 0
0.57032 | 0.7892 | 0.35145 | 207 | 57.032 | 0 | 0
0.56656 | 0.5352 | 0.33714 | 207 | 56.656 | 0 | 0
0.57651 | 0.0705 | 0.27742 | 207 | 57.651 | 0 | 0
0.61127 | 0 | 0.20949 | 207 | 61.127 | 0 | 0
0.61577 | 0 | 0.21304 | 207 | 61.577 | 0 | 0
0.61189 | 0 | 0.18249 | 207 | 61.189 | 0 | 0
0.6063 | 0 | 0.16163 | 207 | 60.63 | 0 | 0
0.5844 | 0 | 0.15635 | 207 | 58.44 | 0 | 0
0.55916 | 0 | 0.15351 | 207 | 55.916 | 0 | 0
0.53927 | 0 | 0.16248 | 207 | 53.927 | 0 | 0
0.53165 | 0 | 0.16511 | 207 | 53.165 | 0 | 0
0.53239 | 0 | 0.17671 | 207 | 53.239 | 0 | 0
0.53607 | 0 | 0.18196 | 207 | 53.607 | 0 | 0
0.54936 | 0 | 0.17898 | 207 | 54.936 | 0 | 0
0.57757 | 0 | 0.17118 | 207 | 57.757 | 0 | 0
0.63273 | 0 | 0.17925 | 207 | 63.273 | 0 | 0
0.67095 | 0.0627 | 0.18427 | 207 | 67.095 | 0 | 0
0.64858 | 0.5706 | 0.17435 | 207 | 64.858 | 0 | 0
0.6114 | 0.9032 | 0.14731 | 207 | 61.14 | 0 | 0
0.58222 | 0.9184 | 0.14563 | 207 | 58.222 | 0 | 0
0.55324 | 0.8961 | 0.16757 | 207 | 55.324 | 0 | 0
0.52673 | 0.8851 | 0.16436 | 207 | 52.673 | 0 | 0
0.50941 | 0.896 | 0.15699 | 207 | 50.941 | 0 | 0
0.49771 | 0.915 | 0.15887 | 207 | 49.771 | 0 | 0
0.48911 | 0.8872 | 0.15758 | 207 | 48.911 | 0 | 0
0.48764 | 0.5866 | 0.16142 | 207 | 48.764 | 0 | 0
0.49436 | 0.0763 | 0.16322 | 207 | 49.436 | 0 | 0
0.53282 | 0 | 0.20335 | 207 | 53.282 | 0 | 0
0.53615 | 0 | 0.27656 | 207 | 53.615 | 0 | 0
0.53844 | 0 | 0.34001 | 207 | 53.844 | 0 | 0
0.54385 | 0 | 0.40851 | 207 | 54.385 | 0 | 0
0.53682 | 0 | 0.47372 | 207 | 53.682 | 0 | 0
0.53041 | 0 | 0.51519 | 207 | 53.041 | 0 | 0
0.51602 | 0 | 0.51554 | 207 | 51.602 | 0 | 0
0.51209 | 0 | 0.51236 | 207 | 51.209 | 0 | 0
0.51306 | 0 | 0.50805 | 207 | 51.306 | 0 | 0
0.51798 | 0 | 0.48999 | 207 | 51.798 | 0 | 0
0.52658 | 0 | 0.47815 | 207 | 52.658 | 0 | 0
0.54118 | 0 | 0.47702 | 207 | 54.118 | 0 | 0
0.56746 | 0.0001 | 0.46973 | 207 | 56.746 | 0 | 0
0.59315 | 0.0504 | 0.47529 | 207 | 59.315 | 0 | 0
0.59823 | 0.3252 | 0.48607 | 207 | 59.823 | 0 | 0
0.57486 | 0.5994 | 0.40459 | 207 | 57.486 | 0 | 0
0.54978 | 0.7964 | 0.3502 | 207 | 54.978 | 0 | 0
0.5233 | 0.8056 | 0.3241 | 207 | 52.33 | 0 | 0
0.49897 | 0.7639 | 0.29843 | 207 | 49.897 | 0 | 0
0.48234 | 0.6725 | 0.30294 | 207 | 48.234 | 0 | 0
0.46843 | 0.5571 | 0.33076 | 207 | 46.843 | 0 | 0
0.46409 | 0.4172 | 0.3489 | 207 | 46.409 | 0 | 0
0.4646 | 0.2359 | 0.3634 | 207 | 46.46 | 0 | 0
0.47246 | 0.0379 | 0.35541 | 207 | 47.246 | 0 | 0
0.50427 | 0 | 0.41568 | 207 | 50.427 | 0 | 0
0.5083 | 0 | 0.51197 | 207 | 50.83 | 0 | 0
0.50953 | 0 | 0.5927 | 207 | 50.953 | 0 | 0
0.50885 | 0 | 0.60219 | 207 | 50.885 | 0 | 0
0.49877 | 0 | 0.59807 | 207 | 49.877 | 0 | 0
0.48538 | 0 | 0.5697 | 207 | 48.538 | 0 | 0
0.47158 | 0 | 0.52444 | 207 | 47.158 | 0 | 0
0.46431 | 0 | 0.52561 | 207 | 46.431 | 0 | 0
0.45885 | 0 | 0.48191 | 207 | 45.885 | 0 | 0
0.45795 | 0 | 0.4693 | 207 | 45.795 | 0 | 0
0.46467 | 0 | 0.44705 | 207 | 46.467 | 0 | 0
0.47568 | 0 | 0.41787 | 207 | 47.568 | 0 | 0
0.49133 | 0 | 0.38823 | 207 | 49.133 | 0 | 0
0.50964 | 0.0418 | 0.3672 | 207 | 50.964 | 0 | 0
0.5222 | 0.3933 | 0.41458 | 207 | 52.22 | 0 | 0
0.52063 | 0.5481 | 0.45003 | 207 | 52.063 | 0 | 0
0.50553 | 0.6088 | 0.50427 | 207 | 50.553 | 0 | 0
0.4874 | 0.6983 | 0.47012 | 207 | 48.74 | 0 | 0
0.4752 | 0.6968 | 0.37436 | 207 | 47.52 | 0 | 0
0.46558 | 0.7448 | 0.29451 | 207 | 46.558 | 0 | 0
0.46023 | 0.7892 | 0.26999 | 207 | 46.023 | 0 | 0
0.45662 | 0.7719 | 0.24963 | 207 | 45.662 | 0 | 0
0.46035 | 0.4771 | 0.17381 | 207 | 46.035 | 0 | 0
0.47123 | 0.0563 | 0.09481 | 207 | 47.123 | 0 | 0
0.5019 | 0 | 0.07206 | 207 | 50.19 | 0 | 0
0.51012 | 0 | 0.07136 | 207 | 51.012 | 0 | 0
0.50647 | 0 | 0.05753 | 207 | 50.647 | 0 | 0
0.49742 | 0 | 0.04723 | 207 | 49.742 | 0 | 0
0.4777 | 0 | 0.05773 | 207 | 47.77 | 0 | 0
0.45268 | 0 | 0.07472 | 207 | 45.268 | 0 | 0
0.43384 | 0 | 0.10523 | 207 | 43.384 | 0 | 0
0.42562 | 0 | 0.12857 | 207 | 42.562 | 0 | 0
0.42296 | 0 | 0.15415 | 207 | 42.296 | 0 | 0
0.42614 | 0 | 0.17291 | 207 | 42.614 | 0 | 0
0.43812 | 0 | 0.2107 | 207 | 43.812 | 0 | 0
0.46857 | 0 | 0.24602 | 207 | 46.857 | 0 | 0
0.51576 | 0 | 0.27454 | 207 | 51.576 | 0 | 0
0.56385 | 0.053 | 0.26522 | 207 | 56.385 | 0 | 0
0.55378 | 0.5324 | 0.27309 | 207 | 55.378 | 0 | 0
0.53226 | 0.85 | 0.19539 | 207 | 53.226 | 0 | 0
0.51674 | 0.8634 | 0.11416 | 207 | 51.674 | 0 | 0
0.50824 | 0.8205 | 0.11397 | 207 | 50.824 | 0 | 0
0.50129 | 0.8055 | 0.06795 | 207 | 50.129 | 0 | 0
0.49877 | 0.8149 | 0.05111 | 207 | 49.877 | 0 | 0
0.49904 | 0.8284 | 0.05291 | 207 | 49.904 | 0 | 0
0.49743 | 0.7914 | 0.05538 | 207 | 49.743 | 0 | 0
0.50064 | 0.5106 | 0.04324 | 207 | 50.064 | 0 | 0
0.50484 | 0.0628 | 0.03513 | 207 | 50.484 | 0 | 0
0.52763 | 0 | 0.0582 | 207 | 52.763 | 0 | 0
0.53014 | 0 | 0.08898 | 207 | 53.014 | 0 | 0
0.52158 | 0 | 0.10229 | 207 | 52.158 | 0 | 0
0.50773 | 0 | 0.14306 | 207 | 50.773 | 0 | 0
0.4812 | 0 | 0.16742 | 207 | 48.12 | 0 | 0
0.45069 | 0 | 0.20212 | 207 | 45.069 | 0 | 0
0.42838 | 0 | 0.22448 | 207 | 42.838 | 0 | 0
0.4166 | 0 | 0.25446 | 207 | 41.66 | 0 | 0
0.41325 | 0 | 0.24803 | 207 | 41.325 | 0 | 0
0.41545 | 0 | 0.24658 | 207 | 41.545 | 0 | 0
0.42306 | 0 | 0.23639 | 207 | 42.306 | 0 | 0
0.4455 | 0 | 0.22001 | 207 | 44.55 | 0 | 0
0.49471 | 0 | 0.23674 | 207 | 49.471 | 0 | 0
0.53672 | 0.0345 | 0.25998 | 207 | 53.672 | 0 | 0
0.52543 | 0.3971 | 0.27429 | 207 | 52.543 | 0 | 0
0.51934 | 0.7109 | 0.25113 | 207 | 51.934 | 0 | 0
0.5036 | 0.8042 | 0.19881 | 207 | 50.36 | 0 | 0
0.49942 | 0.8221 | 0.23765 | 207 | 49.942 | 0 | 0
0.499 | 0.8173 | 0.27021 | 207 | 49.9 | 0 | 0
0.50594 | 0.8319 | 0.37316 | 207 | 50.594 | 0 | 0
0.51294 | 0.8095 | 0.41031 | 207 | 51.294 | 0 | 0
0.51293 | 0.6935 | 0.42595 | 207 | 51.293 | 0 | 0
0.51678 | 0.3403 | 0.45711 | 207 | 51.678 | 0 | 0
0.51443 | 0.0374 | 0.43641 | 207 | 51.443 | 0 | 0
0.53588 | 0 | 0.52757 | 207 | 53.588 | 0 | 0
0.53816 | 0 | 0.61743 | 207 | 53.816 | 0 | 0
0.52681 | 0 | 0.67147 | 207 | 52.681 | 0 | 0
0.51208 | 0 | 0.6701 | 207 | 51.208 | 0 | 0
0.48481 | 0 | 0.67821 | 207 | 48.481 | 0 | 0
0.44951 | 0 | 0.66716 | 207 | 44.951 | 0 | 0
0.4232 | 0 | 0.65519 | 207 | 42.32 | 0 | 0
0.40684 | 0 | 0.61981 | 207 | 40.684 | 0 | 0
0.39792 | 0 | 0.59527 | 207 | 39.792 | 0 | 0
0.39412 | 0 | 0.60675 | 207 | 39.412 | 0 | 0
0.39529 | 0 | 0.61226 | 207 | 39.529 | 0 | 0
0.40999 | 0 | 0.62043 | 207 | 40.999 | 0 | 0
0.44795 | 0 | 0.66085 | 207 | 44.795 | 0 | 0
0.49031 | 0.0098 | 0.6853 | 207 | 49.031 | 0 | 0
0.49237 | 0.0945 | 0.70496 | 207 | 49.237 | 0 | 0
0.50127 | 0.1978 | 0.67763 | 207 | 50.127 | 0 | 0
0.51181 | 0.2367 | 0.73043 | 207 | 51.181 | 0 | 0
0.51853 | 0.3224 | 0.72296 | 207 | 51.853 | 0 | 0
0.52473 | 0.2942 | 0.72988 | 207 | 52.473 | 0 | 0
0.53345 | 0.3091 | 0.71042 | 207 | 53.345 | 0 | 0
0.53797 | 0.3524 | 0.68892 | 207 | 53.797 | 0 | 0
0.53883 | 0.3356 | 0.65436 | 207 | 53.883 | 0 | 0
0.54035 | 0.2544 | 0.64846 | 207 | 54.035 | 0 | 0
0.54009 | 0.0279 | 0.6158 | 207 | 54.009 | 0 | 0
0.56271 | 0 | 0.59036 | 207 | 56.271 | 0 | 0
0.56126 | 0 | 0.63077 | 207 | 56.126 | 0 | 0
0.54925 | 0 | 0.65648 | 207 | 54.925 | 0 | 0
0.53833 | 0 | 0.6119 | 207 | 53.833 | 0 | 0
0.5115 | 0 | 0.55518 | 207 | 51.15 | 0 | 0
0.47767 | 0 | 0.54377 | 207 | 47.767 | 0 | 0
0.44566 | 0 | 0.52793 | 207 | 44.566 | 0 | 0
0.42351 | 0 | 0.45237 | 207 | 42.351 | 0 | 0
0.41258 | 0 | 0.40437 | 207 | 41.258 | 0 | 0
0.40488 | 0 | 0.39002 | 207 | 40.488 | 0 | 0
0.40615 | 0 | 0.40476 | 207 | 40.615 | 0 | 0
0.42012 | 0 | 0.39207 | 207 | 42.012 | 0 | 0
0.45583 | 0 | 0.39435 | 207 | 45.583 | 0 | 0
0.49934 | 0.014 | 0.4083 | 207 | 49.934 | 0 | 0
0.49997 | 0.248 | 0.40359 | 207 | 49.997 | 0 | 0
0.51505 | 0.4532 | 0.42277 | 207 | 51.505 | 0 | 0
0.52959 | 0.6065 | 0.42977 | 207 | 52.959 | 0 | 0
0.54194 | 0.642 | 0.43071 | 207 | 54.194 | 0 | 0
0.54802 | 0.6439 | 0.40661 | 207 | 54.802 | 0 | 0
0.5509 | 0.6327 | 0.36514 | 207 | 55.09 | 0 | 0
0.55461 | 0.6224 | 0.38609 | 207 | 55.461 | 0 | 0
0.55302 | 0.5821 | 0.40162 | 207 | 55.302 | 0 | 0
0.55545 | 0.3826 | 0.44561 | 207 | 55.545 | 0 | 0
0.55874 | 0.0492 | 0.46778 | 207 | 55.874 | 0 | 0
0.57668 | 0 | 0.4725 | 207 | 57.668 | 0 | 0
0.57193 | 0 | 0.45052 | 207 | 57.193 | 0 | 0
0.56075 | 0 | 0.4817 | 207 | 56.075 | 0 | 0
0.54551 | 0 | 0.46841 | 207 | 54.551 | 0 | 0
0.51998 | 0 | 0.41951 | 207 | 51.998 | 0 | 0
0.4875 | 0 | 0.44412 | 207 | 48.75 | 0 | 0
0.45458 | 0 | 0.48146 | 207 | 45.458 | 0 | 0
0.43538 | 0 | 0.50686 | 207 | 43.538 | 0 | 0
0.42315 | 0 | 0.49605 | 207 | 42.315 | 0 | 0
0.41467 | 0 | 0.40748 | 207 | 41.467 | 0 | 0
0.41749 | 0 | 0.34403 | 207 | 41.749 | 0 | 0
0.43237 | 0 | 0.26748 | 207 | 43.237 | 0 | 0
0.46874 | 0 | 0.26815 | 207 | 46.874 | 0 | 0
0.5113 | 0.014 | 0.28203 | 207 | 51.13 | 0 | 0
0.52081 | 0.1721 | 0.23026 | 207 | 52.081 | 0 | 0
0.53293 | 0.2423 | 0.2071 | 207 | 53.293 | 0 | 0
0.54614 | 0.3115 | 0.16614 | 207 | 54.614 | 0 | 0
0.55366 | 0.4347 | 0.1315 | 207 | 55.366 | 0 | 0
0.54781 | 0.5672 | 0.12203 | 207 | 54.781 | 0 | 0
0.5428 | 0.6257 | 0.11688 | 207 | 54.28 | 0 | 0
0.53947 | 0.6878 | 0.11515 | 207 | 53.947 | 0 | 0
0.53286 | 0.6928 | 0.09616 | 207 | 53.286 | 0 | 0
0.5292 | 0.4534 | 0.11703 | 207 | 52.92 | 0 | 0
0.53741 | 0.0457 | 0.10772 | 207 | 53.741 | 0 | 0
0.55561 | 0 | 0.11314 | 207 | 55.561 | 0 | 0
0.55497 | 0 | 0.13744 | 207 | 55.497 | 0 | 0
0.54708 | 0 | 0.14314 | 207 | 54.708 | 0 | 0
0.53705 | 0 | 0.14341 | 207 | 53.705 | 0 | 0
0.5215 | 0 | 0.12686 | 207 | 52.15 | 0 | 0
0.50124 | 0 | 0.10835 | 207 | 50.124 | 0 | 0
0.47885 | 0 | 0.0993 | 207 | 47.885 | 0 | 0
0.46719 | 0 | 0.12148 | 207 | 46.719 | 0 | 0
0.45965 | 0 | 0.12737 | 207 | 45.965 | 0 | 0
0.45866 | 0 | 0.15033 | 207 | 45.866 | 0 | 0
0.46002 | 0 | 0.16983 | 207 | 46.002 | 0 | 0
0.47197 | 0 | 0.2047 | 207 | 47.197 | 0 | 0
0.49315 | 0 | 0.21457 | 207 | 49.315 | 0 | 0
0.51615 | 0.034 | 0.25223 | 207 | 51.615 | 0 | 0
0.53701 | 0.4405 | 0.2643 | 207 | 53.701 | 0 | 0
0.53664 | 0.8032 | 0.23187 | 207 | 53.664 | 0 | 0
0.53228 | 0.8391 | 0.21355 | 207 | 53.228 | 0 | 0
0.51809 | 0.8416 | 0.24755 | 207 | 51.809 | 0 | 0
0.50298 | 0.8493 | 0.25302 | 207 | 50.298 | 0 | 0
0.48891 | 0.8607 | 0.2623 | 207 | 48.891 | 0 | 0
0.47737 | 0.8789 | 0.25089 | 207 | 47.737 | 0 | 0
0.47035 | 0.8382 | 0.20832 | 207 | 47.035 | 0 | 0
0.47107 | 0.5206 | 0.16181 | 207 | 47.107 | 0 | 0
0.48199 | 0.0627 | 0.09754 | 207 | 48.199 | 0 | 0
0.51118 | 0.0047 | 0.07642 | 207 | 51.118 | 0 | 0
0.51429 | 0 | 0.07061 | 207 | 51.429 | 0 | 0
0.5118 | 0 | 0.06671 | 207 | 51.18 | 0 | 0
0.50828 | 0 | 0.06703 | 207 | 50.828 | 0 | 0
0.4986 | 0 | 0.07025 | 207 | 49.86 | 0 | 0
0.48545 | 0 | 0.06239 | 207 | 48.545 | 0 | 0
0.47162 | 0 | 0.06899 | 207 | 47.162 | 0 | 0
0.46243 | 0 | 0.10587 | 207 | 46.243 | 0 | 0
0.45834 | 0 | 0.12281 | 207 | 45.834 | 0 | 0
0.45767 | 0 | 0.12266 | 207 | 45.767 | 0 | 0
0.46108 | 0 | 0.12195 | 207 | 46.108 | 0 | 0
0.4721 | 0 | 0.14577 | 207 | 47.21 | 0 | 0
0.4885 | 0 | 0.15301 | 207 | 48.85 | 0 | 0
0.50748 | 0.0355 | 0.165 | 207 | 50.748 | 0 | 0
0.52335 | 0.4294 | 0.2139 | 207 | 52.335 | 0 | 0
0.51602 | 0.7273 | 0.19743 | 207 | 51.602 | 0 | 0
0.49989 | 0.7545 | 0.11778 | 207 | 49.989 | 0 | 0
0.48479 | 0.7789 | 0.1521 | 207 | 48.479 | 0 | 0
0.4756 | 0.7723 | 0.24166 | 207 | 47.56 | 0 | 0
0.47073 | 0.6936 | 0.29567 | 207 | 47.073 | 0 | 0
0.46812 | 0.6592 | 0.32657 | 207 | 46.812 | 0 | 0
0.46844 | 0.6733 | 0.31678 | 207 | 46.844 | 0 | 0
0.46798 | 0.3765 | 0.30153 | 207 | 46.798 | 0 | 0
0.47453 | 0.0436 | 0.29264 | 207 | 47.453 | 0 | 0
0.50037 | 0.0035 | 0.37662 | 207 | 50.037 | 0 | 0
0.50598 | 0 | 0.50265 | 207 | 50.598 | 0 | 0
0.50187 | 0 | 0.62201 | 207 | 50.187 | 0 | 0
0.49388 | 0 | 0.65589 | 207 | 49.388 | 0 | 0
0.47784 | 0 | 0.65393 | 207 | 47.784 | 0 | 0
0.45531 | 0 | 0.65094 | 207 | 45.531 | 0 | 0
0.4329 | 0 | 0.60782 | 207 | 43.29 | 0 | 0
0.42193 | 0 | 0.6158 | 207 | 42.193 | 0 | 0
0.41578 | 0 | 0.6145 | 207 | 41.578 | 0 | 0
0.41768 | 0 | 0.62755 | 207 | 41.768 | 0 | 0
0.4228 | 0 | 0.6237 | 207 | 42.28 | 0 | 0
0.4404 | 0 | 0.59932 | 207 | 44.04 | 0 | 0
0.47407 | 0 | 0.61462 | 207 | 47.407 | 0 | 0
0.50595 | 0.0295 | 0.64544 | 207 | 50.595 | 0 | 0
0.51588 | 0.3242 | 0.59288 | 207 | 51.588 | 0 | 0
0.5135 | 0.4468 | 0.46774 | 207 | 51.35 | 0 | 0
0.51259 | 0.5115 | 0.34324 | 207 | 51.259 | 0 | 0
0.51454 | 0.5373 | 0.34933 | 207 | 51.454 | 0 | 0
0.51597 | 0.5761 | 0.32001 | 207 | 51.597 | 0 | 0
0.51943 | 0.4282 | 0.26316 | 207 | 51.943 | 0 | 0
0.5257 | 0.3242 | 0.21976 | 207 | 52.57 | 0 | 0
0.53055 | 0.2469 | 0.19554 | 207 | 53.055 | 0 | 0
0.53312 | 0.1092 | 0.20852 | 207 | 53.312 | 0 | 0
0.53216 | 0.0086 | 0.20462 | 207 | 53.216 | 0 | 0
0.556 | 0 | 0.26257 | 207 | 55.6 | 0 | 0
0.54891 | 0 | 0.35087 | 207 | 54.891 | 0 | 0
0.53746 | 0 | 0.45068 | 207 | 53.746 | 0 | 0
0.52578 | 0 | 0.53178 | 207 | 52.578 | 0 | 0
0.5048 | 0 | 0.62936 | 207 | 50.48 | 0 | 0
0.47703 | 0 | 0.67999 | 207 | 47.703 | 0 | 0
0.45236 | 0 | 0.70795 | 207 | 45.236 | 0 | 0
0.43446 | 0 | 0.70173 | 207 | 43.446 | 0 | 0
0.42555 | 0 | 0.71518 | 207 | 42.555 | 0 | 0
0.41929 | 0 | 0.69576 | 207 | 41.929 | 0 | 0
0.42158 | 0 | 0.7127 | 207 | 42.158 | 0 | 0
0.43221 | 0 | 0.71773 | 207 | 43.221 | 0 | 0
0.45951 | 0 | 0.72626 | 207 | 45.951 | 0 | 0
0.48734 | 0.0095 | 0.75488 | 207 | 48.734 | 0 | 0
0.50383 | 0.1021 | 0.74903 | 207 | 50.383 | 0 | 0
0.52057 | 0.2601 | 0.67673 | 207 | 52.057 | 0 | 0
0.53471 | 0.3643 | 0.62193 | 207 | 53.471 | 0 | 0
0.54557 | 0.4506 | 0.6441 | 207 | 54.557 | 0 | 0
0.5476 | 0.5345 | 0.59527 | 207 | 54.76 | 0 | 0
0.55022 | 0.6116 | 0.52164 | 207 | 55.022 | 0 | 0
0.54931 | 0.5883 | 0.52223 | 207 | 54.931 | 0 | 0
0.55325 | 0.4319 | 0.58596 | 207 | 55.325 | 0 | 0
0.55104 | 0.2363 | 0.58773 | 207 | 55.104 | 0 | 0
0.553 | 0.0197 | 0.62865 | 207 | 55.3 | 0 | 0
0.57244 | 0 | 0.64351 | 207 | 57.244 | 0 | 0
0.56703 | 0 | 0.65943 | 207 | 56.703 | 0 | 0
0.55655 | 0 | 0.64524 | 207 | 55.655 | 0 | 0
0.54223 | 0 | 0.63435 | 207 | 54.223 | 0 | 0
0.51998 | 0 | 0.58226 | 207 | 51.998 | 0 | 0
0.49396 | 0 | 0.57416 | 207 | 49.396 | 0 | 0
0.46498 | 0 | 0.5249 | 207 | 46.498 | 0 | 0
0.44596 | 0 | 0.46342 | 207 | 44.596 | 0 | 0
0.43585 | 0 | 0.45284 | 207 | 43.585 | 0 | 0
0.42766 | 0 | 0.44958 | 207 | 42.766 | 0 | 0
0.42585 | 0 | 0.34953 | 207 | 42.585 | 0 | 0
0.4375 | 0 | 0.3305 | 207 | 43.75 | 0 | 0
0.46497 | 0 | 0.31293 | 207 | 46.497 | 0 | 0
0.49935 | 0.0091 | 0.27653 | 207 | 49.935 | 0 | 0
0.51735 | 0.1125 | 0.2735 | 207 | 51.735 | 0 | 0
0.53218 | 0.247 | 0.25927 | 207 | 53.218 | 0 | 0
0.53828 | 0.3335 | 0.26847 | 207 | 53.828 | 0 | 0
0.53803 | 0.3598 | 0.2746 | 207 | 53.803 | 0 | 0
0.53253 | 0.3003 | 0.25821 | 207 | 53.253 | 0 | 0
0.52814 | 0.2458 | 0.23521 | 207 | 52.814 | 0 | 0
0.52674 | 0.1466 | 0.24236 | 207 | 52.674 | 0 | 0
0.52258 | 0.0723 | 0.2345 | 207 | 52.258 | 0 | 0
0.52707 | 0.0251 | 0.19853 | 207 | 52.707 | 0 | 0
0.53953 | 0.0014 | 0.20738 | 207 | 53.953 | 0 | 0
0.56107 | 0 | 0.17628 | 207 | 56.107 | 0 | 0
0.556 | 0 | 0.19523 | 207 | 55.6 | 0 | 0
0.54736 | 0 | 0.21858 | 207 | 54.736 | 0 | 0
0.53911 | 0 | 0.2242 | 207 | 53.911 | 0 | 0
0.52221 | 0 | 0.20903 | 207 | 52.221 | 0 | 0
0.49671 | 0 | 0.17486 | 207 | 49.671 | 0 | 0
0.47209 | 0 | 0.17467 | 207 | 47.209 | 0 | 0
0.4527 | 0.0003 | 0.16142 | 207 | 45.27 | 0 | 0
0.44038 | 0 | 0.13752 | 207 | 44.038 | 0 | 0
0.43462 | 0 | 0.1409 | 207 | 43.462 | 0 | 0
0.43415 | 0.0014 | 0.15544 | 207 | 43.415 | 0 | 0
0.44219 | 0 | 0.15316 | 207 | 44.219 | 0 | 0
0.45709 | 0 | 0.19173 | 207 | 45.709 | 0 | 0
0.47287 | 0.003 | 0.19314 | 207 | 47.287 | 0 | 0
0.4971 | 0.0807 | 0.17188 | 207 | 49.71 | 0 | 0
0.52385 | 0.2297 | 0.13795 | 207 | 52.385 | 0 | 0
0.54287 | 0.3044 | 0.10984 | 207 | 54.287 | 0 | 0
0.55124 | 0.3635 | 0.08779 | 207 | 55.124 | 0 | 0
0.5475 | 0.3956 | 0.07666 | 207 | 54.75 | 0 | 0
0.53118 | 0.4173 | 0.06892 | 207 | 53.118 | 0 | 0
0.51577 | 0.3606 | 0.06074 | 207 | 51.577 | 0 | 0
0.50545 | 0.2203 | 0.06129 | 207 | 50.545 | 0 | 0
0.49998 | 0.0962 | 0.06565 | 207 | 49.998 | 0 | 0
0.49881 | 0.0097 | 0.06911 | 207 | 49.881 | 0 | 0
0.51246 | 0 | 0.09093 | 207 | 51.246 | 0 | 0
0.50855 | 0 | 0.12946 | 207 | 50.855 | 0 | 0
0.50472 | 0 | 0.12022 | 207 | 50.472 | 0 | 0
0.50178 | 0 | 0.08444 | 207 | 50.178 | 0 | 0
0.4922 | 0 | 0.07587 | 207 | 49.22 | 0 | 0
0.47947 | 0 | 0.07705 | 207 | 47.947 | 0 | 0
0.4605 | 0 | 0.06517 | 207 | 46.05 | 0 | 0
0.44798 | 0 | 0.06679 | 207 | 44.798 | 0 | 0
0.43944 | 0 | 0.08089 | 207 | 43.944 | 0 | 0
0.43447 | 0 | 0.10202 | 207 | 43.447 | 0 | 0
0.43186 | 0 | 0.0693 | 207 | 43.186 | 0 | 0
0.44518 | 0 | 0.06829 | 207 | 44.518 | 0 | 0
0.45849 | 0 | 0.08649 | 207 | 45.849 | 0 | 0
0.47491 | 0.0063 | 0.12635 | 207 | 47.491 | 0 | 0
0.48654 | 0.1613 | 0.16351 | 207 | 48.654 | 0 | 0
0.50166 | 0.3328 | 0.2157 | 207 | 50.166 | 0 | 0
0.52017 | 0.3962 | 0.24876 | 207 | 52.017 | 0 | 0
0.52744 | 0.4034 | 0.29373 | 207 | 52.744 | 0 | 0
0.53204 | 0.3971 | 0.38593 | 207 | 53.204 | 0 | 0
0.53094 | 0.3575 | 0.46048 | 207 | 53.094 | 0 | 0
0.52629 | 0.2888 | 0.50297 | 207 | 52.629 | 0 | 0
0.52312 | 0.1907 | 0.53631 | 207 | 52.312 | 0 | 0
0.52399 | 0.0927 | 0.56177 | 207 | 52.399 | 0 | 0
0.52896 | 0.0094 | 0.57544 | 207 | 52.896 | 0 | 0
0.54418 | 0 | 0.60487 | 207 | 54.418 | 0 | 0
0.53691 | 0 | 0.62361 | 207 | 53.691 | 0 | 0
0.52688 | 0 | 0.61109 | 207 | 52.688 | 0 | 0
0.51682 | 0 | 0.61928 | 207 | 51.682 | 0 | 0
0.50054 | 0 | 0.63852 | 207 | 50.054 | 0 | 0
0.48148 | 0 | 0.63871 | 207 | 48.148 | 0 | 0
0.45976 | 0 | 0.61921 | 207 | 45.976 | 0 | 0
0.44091 | 0 | 0.54913 | 207 | 44.091 | 0 | 0
0.42654 | 0 | 0.51669 | 207 | 42.654 | 0 | 0
0.41935 | 0 | 0.48524 | 207 | 41.935 | 0 | 0
0.41796 | 0 | 0.4499 | 207 | 41.796 | 0 | 0
0.41858 | 0 | 0.40208 | 207 | 41.858 | 0 | 0
0.43157 | 0 | 0.41985 | 207 | 43.157 | 0 | 0
0.44378 | 0.0129 | 0.42896 | 207 | 44.378 | 0 | 0
0.46196 | 0.319 | 0.44975 | 207 | 46.196 | 0 | 0
0.48356 | 0.69 | 0.43383 | 207 | 48.356 | 0 | 0
0.50675 | 0.7844 | 0.48049 | 207 | 50.675 | 0 | 0
0.52766 | 0.815 | 0.51943 | 207 | 52.766 | 0 | 0
0.53599 | 0.7668 | 0.50278 | 207 | 53.599 | 0 | 0
0.54299 | 0.6448 | 0.51476 | 207 | 54.299 | 0 | 0
0.54363 | 0.7034 | 0.55076 | 207 | 54.363 | 0 | 0
0.54695 | 0.5416 | 0.55864 | 207 | 54.695 | 0 | 0
0.54732 | 0.3201 | 0.57281 | 207 | 54.732 | 0 | 0
0.54145 | 0.0393 | 0.56551 | 207 | 54.145 | 0 | 0
0.55736 | 0 | 0.57081 | 207 | 55.736 | 0 | 0
0.55011 | 0 | 0.61507 | 207 | 55.011 | 0 | 0
0.5366 | 0 | 0.62948 | 207 | 53.66 | 0 | 0
0.52228 | 0 | 0.57308 | 207 | 52.228 | 0 | 0
0.50527 | 0 | 0.55578 | 207 | 50.527 | 0 | 0
0.48277 | 0 | 0.55215 | 207 | 48.277 | 0 | 0
0.45364 | 0 | 0.548 | 207 | 45.364 | 0 | 0
0.43677 | 0 | 0.55981 | 207 | 43.677 | 0 | 0
0.42453 | 0 | 0.56001 | 207 | 42.453 | 0 | 0
0.41629 | 0 | 0.53468 | 207 | 41.629 | 0 | 0
0.41601 | 0 | 0.52345 | 207 | 41.601 | 0 | 0
0.42206 | 0 | 0.51338 | 207 | 42.206 | 0 | 0
0.43166 | 0 | 0.46883 | 207 | 43.166 | 0 | 0
0.44905 | 0.0228 | 0.42139 | 207 | 44.905 | 0 | 0
0.4677 | 0.3997 | 0.36352 | 207 | 46.77 | 0 | 0
0.48159 | 0.8184 | 0.3192 | 207 | 48.159 | 0 | 0
0.48859 | 0.8614 | 0.3795 | 207 | 48.859 | 0 | 0
0.48846 | 0.8505 | 0.33476 | 207 | 48.846 | 0 | 0
0.48312 | 0.8419 | 0.23934 | 207 | 48.312 | 0 | 0
0.47983 | 0.8559 | 0.20313 | 207 | 47.983 | 0 | 0
0.47454 | 0.8697 | 0.1819 | 207 | 47.454 | 0 | 0
0.47238 | 0.829 | 0.16476 | 207 | 47.238 | 0 | 0
0.47505 | 0.5192 | 0.14349 | 207 | 47.505 | 0 | 0
0.48962 | 0.0576 | 0.10843 | 207 | 48.962 | 0 | 0
0.52756 | 0.0047 | 0.09705 | 207 | 52.756 | 0 | 0
0.53994 | 0.002 | 0.11909 | 207 | 53.994 | 0 | 0
0.54142 | 0 | 0.12731 | 207 | 54.142 | 0 | 0
0.53595 | 0 | 0.13665 | 207 | 53.595 | 0 | 0
0.51856 | 0 | 0.1399 | 207 | 51.856 | 0 | 0
0.49524 | 0 | 0.13847 | 207 | 49.524 | 0 | 0
0.4728 | 0 | 0.13439 | 207 | 47.28 | 0 | 0
0.46307 | 0 | 0.14339 | 207 | 46.307 | 0 | 0
0.46002 | 0 | 0.15057 | 207 | 46.002 | 0 | 0
0.4627 | 0 | 0.16969 | 207 | 46.27 | 0 | 0
0.47354 | 0 | 0.17564 | 207 | 47.354 | 0 | 0
0.50032 | 0 | 0.17174 | 207 | 50.032 | 0 | 0
0.55253 | 0 | 0.17336 | 207 | 55.253 | 0 | 0
0.60818 | 0.0213 | 0.18858 | 207 | 60.818 | 0 | 0
0.60084 | 0.3589 | 0.19611 | 207 | 60.084 | 0 | 0
0.58092 | 0.8132 | 0.17425 | 207 | 58.092 | 0 | 0
0.56466 | 0.8718 | 0.15509 | 207 | 56.466 | 0 | 0
0.5485 | 0.8583 | 0.18047 | 207 | 54.85 | 0 | 0
0.53336 | 0.8404 | 0.19202 | 207 | 53.336 | 0 | 0
0.52092 | 0.8498 | 0.19758 | 207 | 52.092 | 0 | 0
0.51263 | 0.8718 | 0.20287 | 207 | 51.263 | 0 | 0
0.50519 | 0.8347 | 0.20569 | 207 | 50.519 | 0 | 0
0.50635 | 0.531 | 0.22215 | 207 | 50.635 | 0 | 0
0.51708 | 0.059 | 0.22184 | 207 | 51.708 | 0 | 0
0.5633 | 0.0012 | 0.27766 | 207 | 56.33 | 0 | 0
0.5714 | 0 | 0.38837 | 207 | 57.14 | 0 | 0
0.57445 | 0 | 0.48957 | 207 | 57.445 | 0 | 0
0.57257 | 0 | 0.56235 | 207 | 57.257 | 0 | 0
0.55344 | 0 | 0.60213 | 207 | 55.344 | 0 | 0
0.52398 | 0 | 0.60692 | 207 | 52.398 | 0 | 0
0.50265 | 0 | 0.60542 | 207 | 50.265 | 0 | 0
0.49206 | 0 | 0.58962 | 207 | 49.206 | 0 | 0
0.49003 | 0 | 0.5788 | 207 | 49.003 | 0 | 0
0.49169 | 0 | 0.55848 | 207 | 49.169 | 0 | 0
0.50088 | 0 | 0.53446 | 207 | 50.088 | 0 | 0
0.52678 | 0 | 0.50579 | 207 | 52.678 | 0 | 0
0.57488 | 0 | 0.46995 | 207 | 57.488 | 0 | 0
0.62295 | 0.0209 | 0.45932 | 207 | 62.295 | 0 | 0
0.60763 | 0.3844 | 0.45693 | 207 | 60.763 | 0 | 0
0.58041 | 0.8295 | 0.34549 | 207 | 58.041 | 0 | 0
0.55631 | 0.8632 | 0.24455 | 207 | 55.631 | 0 | 0
0.53514 | 0.8539 | 0.25587 | 207 | 53.514 | 0 | 0
0.52182 | 0.8197 | 0.21489 | 207 | 52.182 | 0 | 0
0.51177 | 0.8221 | 0.23679 | 207 | 51.177 | 0 | 0
0.50905 | 0.8526 | 0.23551 | 207 | 50.905 | 0 | 0
0.50335 | 0.8056 | 0.21095 | 207 | 50.335 | 0 | 0
0.50724 | 0.5145 | 0.18611 | 207 | 50.724 | 0 | 0
0.51403 | 0.0566 | 0.14339 | 207 | 51.403 | 0 | 0
0.54641 | 0.0023 | 0.14964 | 207 | 54.641 | 0 | 0
0.54881 | 0 | 0.17518 | 207 | 54.881 | 0 | 0
0.54687 | 0 | 0.18101 | 207 | 54.687 | 0 | 0
0.53897 | 0 | 0.1707 | 207 | 53.897 | 0 | 0
0.51611 | 0 | 0.1547 | 207 | 51.611 | 0 | 0
0.48536 | 0 | 0.17796 | 207 | 48.536 | 0 | 0
0.4611 | 0 | 0.1863 | 207 | 46.11 | 0 | 0
0.45083 | 0 | 0.18538 | 207 | 45.083 | 0 | 0
0.4464 | 0 | 0.16923 | 207 | 44.64 | 0 | 0
0.44962 | 0 | 0.16069 | 207 | 44.962 | 0 | 0
0.45857 | 0 | 0.18151 | 207 | 45.857 | 0 | 0
0.48169 | 0 | 0.19013 | 207 | 48.169 | 0 | 0
0.52929 | 0 | 0.187 | 207 | 52.929 | 0 | 0
0.5783 | 0.0153 | 0.20457 | 207 | 57.83 | 0 | 0
0.5661 | 0.2238 | 0.21261 | 207 | 56.61 | 0 | 0
0.54783 | 0.4506 | 0.19917 | 207 | 54.783 | 0 | 0
0.53348 | 0.494 | 0.16328 | 207 | 53.348 | 0 | 0
0.5191 | 0.548 | 0.17097 | 207 | 51.91 | 0 | 0
0.51259 | 0.5528 | 0.19059 | 207 | 51.259 | 0 | 0
0.51136 | 0.5062 | 0.18959 | 207 | 51.136 | 0 | 0
0.5135 | 0.4316 | 0.19855 | 207 | 51.35 | 0 | 0
0.51066 | 0.2777 | 0.18553 | 207 | 51.066 | 0 | 0
0.51192 | 0.1307 | 0.17112 | 207 | 51.192 | 0 | 0
0.51699 | 0.0135 | 0.17402 | 207 | 51.699 | 0 | 0
0.54884 | 0.0012 | 0.26479 | 207 | 54.884 | 0 | 0
0.5518 | 0 | 0.3942 | 207 | 55.18 | 0 | 0
0.54557 | 0 | 0.48895 | 207 | 54.557 | 0 | 0
0.53738 | 0 | 0.58556 | 207 | 53.738 | 0 | 0
0.51264 | 0 | 0.57366 | 207 | 51.264 | 0 | 0
0.47982 | 0 | 0.56142 | 207 | 47.982 | 0 | 0
0.4499 | 0 | 0.51294 | 207 | 44.99 | 0 | 0
0.43775 | 0 | 0.51557 | 207 | 43.775 | 0 | 0
0.43269 | 0 | 0.52588 | 207 | 43.269 | 0 | 0
0.43041 | 0 | 0.51047 | 207 | 43.041 | 0 | 0
0.43475 | 0 | 0.49448 | 207 | 43.475 | 0 | 0
0.45325 | 0 | 0.47458 | 207 | 45.325 | 0 | 0
0.49755 | 0 | 0.44932 | 207 | 49.755 | 0 | 0
0.54201 | 0.0054 | 0.41363 | 207 | 54.201 | 0 | 0
0.53624 | 0.1297 | 0.4098 | 207 | 53.624 | 0 | 0
0.52916 | 0.37 | 0.35959 | 207 | 52.916 | 0 | 0
0.52367 | 0.4339 | 0.29612 | 207 | 52.367 | 0 | 0
0.51961 | 0.5185 | 0.32444 | 207 | 51.961 | 0 | 0
0.51877 | 0.576 | 0.36565 | 207 | 51.877 | 0 | 0
0.5203 | 0.7022 | 0.41904 | 207 | 52.03 | 0 | 0
0.52195 | 0.692 | 0.46025 | 207 | 52.195 | 0 | 0
0.5234 | 0.5811 | 0.47165 | 207 | 52.34 | 0 | 0
0.52346 | 0.3673 | 0.48119 | 207 | 52.346 | 0 | 0
0.52637 | 0.0379 | 0.46203 | 207 | 52.637 | 0 | 0
0.55363 | 0 | 0.41332 | 207 | 55.363 | 0 | 0
0.55187 | 0 | 0.47145 | 207 | 55.187 | 0 | 0
0.54621 | 0 | 0.5258 | 207 | 54.621 | 0 | 0
0.53575 | 0 | 0.56903 | 207 | 53.575 | 0 | 0
0.51011 | 0 | 0.59989 | 207 | 51.011 | 0 | 0
0.47869 | 0 | 0.62558 | 207 | 47.869 | 0 | 0
0.44533 | 0 | 0.57981 | 207 | 44.533 | 0 | 0
0.42893 | 0 | 0.57042 | 207 | 42.893 | 0 | 0
0.41756 | 0 | 0.56227 | 207 | 41.756 | 0 | 0
0.41297 | 0 | 0.55871 | 207 | 41.297 | 0 | 0
0.41769 | 0 | 0.53179 | 207 | 41.769 | 0 | 0
0.43258 | 0 | 0.48297 | 207 | 43.258 | 0 | 0
0.47256 | 0 | 0.45222 | 207 | 47.256 | 0 | 0
0.51774 | 0.0135 | 0.44422 | 207 | 51.774 | 0 | 0
0.51798 | 0.3451 | 0.43754 | 207 | 51.798 | 0 | 0
0.51958 | 0.8061 | 0.3604 | 207 | 51.958 | 0 | 0
0.52104 | 0.8548 | 0.30477 | 207 | 52.104 | 0 | 0
0.52162 | 0.8252 | 0.23165 | 207 | 52.162 | 0 | 0
0.51883 | 0.8042 | 0.1515 | 207 | 51.883 | 0 | 0
0.51798 | 0.8226 | 0.11148 | 207 | 51.798 | 0 | 0
0.51809 | 0.7872 | 0.09093 | 207 | 51.809 | 0 | 0
0.51615 | 0.7011 | 0.07853 | 207 | 51.615 | 0 | 0
0.51704 | 0.4714 | 0.0725 | 207 | 51.704 | 0 | 0
0.51812 | 0.0551 | 0.07756 | 207 | 51.812 | 0 | 0
0.54369 | 0 | 0.10252 | 207 | 54.369 | 0 | 0
0.53671 | 0 | 0.14192 | 207 | 53.671 | 0 | 0
0.52944 | 0 | 0.18232 | 207 | 52.944 | 0 | 0
0.52162 | 0 | 0.20774 | 207 | 52.162 | 0 | 0
0.50722 | 0 | 0.22779 | 207 | 50.722 | 0 | 0
0.48671 | 0 | 0.24297 | 207 | 48.671 | 0 | 0
0.46213 | 0 | 0.24726 | 207 | 46.213 | 0 | 0
0.44903 | 0 | 0.24142 | 207 | 44.903 | 0 | 0
0.4409 | 0 | 0.23227 | 207 | 44.09 | 0 | 0
0.4389 | 0 | 0.22138 | 207 | 43.89 | 0 | 0
0.44138 | 0 | 0.20542 | 207 | 44.138 | 0 | 0
0.4513 | 0 | 0.19816 | 207 | 45.13 | 0 | 0
0.47049 | 0 | 0.21299 | 207 | 47.049 | 0 | 0
0.50147 | 0.0147 | 0.22199 | 207 | 50.147 | 0 | 0
0.52253 | 0.3483 | 0.20195 | 207 | 52.253 | 0 | 0
0.52571 | 0.7859 | 0.16973 | 207 | 52.571 | 0 | 0
0.52009 | 0.8225 | 0.14192 | 207 | 52.009 | 0 | 0
0.50921 | 0.8129 | 0.15486 | 207 | 50.921 | 0 | 0
0.50083 | 0.7864 | 0.16757 | 207 | 50.083 | 0 | 0
0.49555 | 0.7576 | 0.19283 | 207 | 49.555 | 0 | 0
0.48946 | 0.7434 | 0.22856 | 207 | 48.946 | 0 | 0
0.48596 | 0.5848 | 0.23679 | 207 | 48.596 | 0 | 0
0.48793 | 0.4249 | 0.24915 | 207 | 48.793 | 0 | 0
0.49155 | 0.0526 | 0.25556 | 207 | 49.155 | 0 | 0
0.51961 | 0 | 0.33575 | 207 | 51.961 | 0 | 0
0.519 | 0 | 0.48598 | 207 | 51.9 | 0 | 0
0.51448 | 0 | 0.59062 | 207 | 51.448 | 0 | 0
0.51055 | 0 | 0.62318 | 207 | 51.055 | 0 | 0
0.50032 | 0 | 0.61515 | 207 | 50.032 | 0 | 0
0.48202 | 0 | 0.60839 | 207 | 48.202 | 0 | 0
0.4633 | 0 | 0.60997 | 207 | 46.33 | 0 | 0
0.44912 | 0 | 0.59981 | 207 | 44.912 | 0 | 0
0.44023 | 0 | 0.59452 | 207 | 44.023 | 0 | 0
0.43626 | 0 | 0.59908 | 207 | 43.626 | 0 | 0
0.43475 | 0 | 0.56961 | 207 | 43.475 | 0 | 0
0.43761 | 0 | 0.56068 | 207 | 43.761 | 0 | 0
0.44797 | 0 | 0.52627 | 207 | 44.797 | 0 | 0
0.46778 | 0.0106 | 0.56582 | 207 | 46.778 | 0 | 0
0.48147 | 0.1915 | 0.56621 | 207 | 48.147 | 0 | 0
0.4927 | 0.4748 | 0.51313 | 207 | 49.27 | 0 | 0
0.49486 | 0.6074 | 0.44233 | 207 | 49.486 | 0 | 0
0.48839 | 0.6032 | 0.44372 | 207 | 48.839 | 0 | 0
0.48902 | 0.6368 | 0.46489 | 207 | 48.902 | 0 | 0
0.49094 | 0.6234 | 0.50637 | 207 | 49.094 | 0 | 0
0.49204 | 0.5621 | 0.56432 | 207 | 49.204 | 0 | 0
0.4922 | 0.3722 | 0.57057 | 207 | 49.22 | 0 | 0
0.49688 | 0.1726 | 0.54095 | 207 | 49.688 | 0 | 0
0.50578 | 0.024 | 0.48675 | 207 | 50.578 | 0 | 0
0.54354 | 0.0023 | 0.49884 | 207 | 54.354 | 0 | 0
0.54609 | 0 | 0.56192 | 207 | 54.609 | 0 | 0
0.5424 | 0 | 0.61998 | 207 | 54.24 | 0 | 0
0.53037 | 0 | 0.64061 | 207 | 53.037 | 0 | 0
0.50231 | 0 | 0.60769 | 207 | 50.231 | 0 | 0
0.47008 | 0 | 0.58714 | 207 | 47.008 | 0 | 0
0.43906 | 0 | 0.55315 | 207 | 43.906 | 0 | 0
0.41882 | 0 | 0.50858 | 207 | 41.882 | 0 | 0
0.40967 | 0 | 0.48891 | 207 | 40.967 | 0 | 0
0.40688 | 0 | 0.49506 | 207 | 40.688 | 0 | 0
0.40869 | 0 | 0.50494 | 207 | 40.869 | 0 | 0
0.42327 | 0 | 0.48721 | 207 | 42.327 | 0 | 0
0.46223 | 0 | 0.47636 | 207 | 46.223 | 0 | 0
0.50709 | 0.0014 | 0.4616 | 207 | 50.709 | 0 | 0
0.50781 | 0.0446 | 0.456 | 207 | 50.781 | 0 | 0
0.51762 | 0.0915 | 0.4151 | 207 | 51.762 | 0 | 0
0.52637 | 0.1394 | 0.41718 | 207 | 52.637 | 0 | 0
0.53764 | 0.3346 | 0.44662 | 207 | 53.764 | 0 | 0
0.54333 | 0.2823 | 0.4504 | 207 | 54.333 | 0 | 0
0.55176 | 0.2049 | 0.42649 | 207 | 55.176 | 0 | 0
0.55972 | 0.1673 | 0.40872 | 207 | 55.972 | 0 | 0
0.55839 | 0.0966 | 0.39976 | 207 | 55.839 | 0 | 0
0.56184 | 0.0393 | 0.39771 | 207 | 56.184 | 0 | 0
0.56837 | 0.0025 | 0.44291 | 207 | 56.837 | 0 | 0
0.59951 | 0 | 0.41135 | 207 | 59.951 | 0 | 0
0.60033 | 0 | 0.3558 | 207 | 60.033 | 0 | 0
0.59133 | 0 | 0.35897 | 207 | 59.133 | 0 | 0
0.57857 | 0 | 0.42162 | 207 | 57.857 | 0 | 0
0.55274 | 0 | 0.41815 | 207 | 55.274 | 0 | 0
0.51659 | 0 | 0.42216 | 207 | 51.659 | 0 | 0
0.48811 | 0 | 0.37805 | 207 | 48.811 | 0 | 0
0.47297 | 0 | 0.36612 | 207 | 47.297 | 0 | 0
0.4629 | 0 | 0.33066 | 207 | 46.29 | 0 | 0
0.4587 | 0 | 0.26143 | 207 | 45.87 | 0 | 0
0.466 | 0 | 0.23795 | 207 | 46.6 | 0 | 0
0.48764 | 0 | 0.23567 | 207 | 48.764 | 0 | 0
0.5318 | 0 | 0.24092 | 207 | 53.18 | 0 | 0
0.58388 | 0.0002 | 0.23169 | 207 | 58.388 | 0 | 0
0.5917 | 0.0216 | 0.23385 | 207 | 59.17 | 0 | 0
0.59939 | 0.097 | 0.2206 | 207 | 59.939 | 0 | 0
0.60606 | 0.1775 | 0.2099 | 207 | 60.606 | 0 | 0
0.60922 | 0.3477 | 0.18735 | 207 | 60.922 | 0 | 0
0.60658 | 0.4686 | 0.19403 | 207 | 60.658 | 0 | 0
0.60053 | 0.5279 | 0.19237 | 207 | 60.053 | 0 | 0
0.59137 | 0.453 | 0.1892 | 207 | 59.137 | 0 | 0
0.5824 | 0.446 | 0.19488 | 207 | 58.24 | 0 | 0
0.58468 | 0.3284 | 0.19998 | 207 | 58.468 | 0 | 0
0.59876 | 0.0412 | 0.20751 | 207 | 59.876 | 0 | 0
0.64365 | 0 | 0.24239 | 207 | 64.365 | 0 | 0
0.65254 | 0 | 0.27893 | 207 | 65.254 | 0 | 0
0.6481 | 0 | 0.28878 | 207 | 64.81 | 0 | 0
0.64055 | 0 | 0.30103 | 207 | 64.055 | 0 | 0
0.61566 | 0 | 0.29728 | 207 | 61.566 | 0 | 0
0.58405 | 0 | 0.31246 | 207 | 58.405 | 0 | 0
0.55761 | 0 | 0.31131 | 207 | 55.761 | 0 | 0
0.54716 | 0 | 0.32818 | 207 | 54.716 | 0 | 0
0.54438 | 0 | 0.33769 | 207 | 54.438 | 0 | 0
0.54563 | 0 | 0.33727 | 207 | 54.563 | 0 | 0
0.55506 | 0 | 0.35341 | 207 | 55.506 | 0 | 0
0.57924 | 0 | 0.34321 | 207 | 57.924 | 0 | 0
0.62465 | 0 | 0.33248 | 207 | 62.465 | 0 | 0
0.67162 | 0.0048 | 0.32255 | 207 | 67.162 | 0 | 0
0.65824 | 0.1102 | 0.31055 | 207 | 65.824 | 0 | 0
0.64307 | 0.2479 | 0.27884 | 207 | 64.307 | 0 | 0
0.62626 | 0.3282 | 0.27727 | 207 | 62.626 | 0 | 0
0.6016 | 0.4211 | 0.27646 | 207 | 60.16 | 0 | 0
0.57866 | 0.4739 | 0.30257 | 207 | 57.866 | 0 | 0
0.55834 | 0.5103 | 0.32657 | 207 | 55.834 | 0 | 0
0.54416 | 0.5097 | 0.35211 | 207 | 54.416 | 0 | 0
0.53147 | 0.5614 | 0.36089 | 207 | 53.147 | 0 | 0
0.53312 | 0.3159 | 0.36457 | 207 | 53.312 | 0 | 0
0.54959 | 0.0219 | 0.34471 | 207 | 54.959 | 0 | 0
0.60581 | 0 | 0.38193 | 207 | 60.581 | 0 | 0
0.6216 | 0 | 0.47203 | 207 | 62.16 | 0 | 0
0.62749 | 0 | 0.56244 | 207 | 62.749 | 0 | 0
0.62871 | 0 | 0.59084 | 207 | 62.871 | 0 | 0
0.61004 | 0 | 0.60453 | 207 | 61.004 | 0 | 0
0.57979 | 0 | 0.60108 | 207 | 57.979 | 0 | 0
0.55745 | 0 | 0.59118 | 207 | 55.745 | 0 | 0
0.54783 | 0 | 0.59225 | 207 | 54.783 | 0 | 0
0.54495 | 0 | 0.58494 | 207 | 54.495 | 0 | 0
0.54421 | 0 | 0.53829 | 207 | 54.421 | 0 | 0
0.55203 | 0 | 0.5418 | 207 | 55.203 | 0 | 0
0.57598 | 0 | 0.54583 | 207 | 57.598 | 0 | 0
0.62855 | 0 | 0.49028 | 207 | 62.855 | 0 | 0
0.67592 | 0.0055 | 0.48069 | 207 | 67.592 | 0 | 0
0.66141 | 0.2567 | 0.43876 | 207 | 66.141 | 0 | 0
0.6373 | 0.6865 | 0.33238 | 207 | 63.73 | 0 | 0
0.60619 | 0.7367 | 0.27352 | 207 | 60.619 | 0 | 0
0.57834 | 0.7728 | 0.23821 | 207 | 57.834 | 0 | 0
0.55332 | 0.7976 | 0.18662 | 207 | 55.332 | 0 | 0
0.53216 | 0.8149 | 0.13956 | 207 | 53.216 | 0 | 0
0.52029 | 0.7952 | 0.11684 | 207 | 52.029 | 0 | 0
0.51197 | 0.6972 | 0.09379 | 207 | 51.197 | 0 | 0
0.51291 | 0.4765 | 0.09382 | 207 | 51.291 | 0 | 0
0.52456 | 0.0662 | 0.08583 | 207 | 52.456 | 0 | 0
0.56979 | 0.0024 | 0.11315 | 207 | 56.979 | 0 | 0
0.57833 | 0 | 0.19758 | 207 | 57.833 | 0 | 0
0.57968 | 0 | 0.23449 | 207 | 57.968 | 0 | 0
0.57548 | 0 | 0.25313 | 207 | 57.548 | 0 | 0
0.55539 | 0 | 0.26447 | 207 | 55.539 | 0 | 0
0.52457 | 0 | 0.2755 | 207 | 52.457 | 0 | 0
0.50115 | 0 | 0.27572 | 207 | 50.115 | 0 | 0
0.4885 | 0 | 0.28707 | 207 | 48.85 | 0 | 0
0.48106 | 0 | 0.28545 | 207 | 48.106 | 0 | 0
0.48047 | 0 | 0.29097 | 207 | 48.047 | 0 | 0
0.48764 | 0 | 0.30416 | 207 | 48.764 | 0 | 0
0.51075 | 0 | 0.32114 | 207 | 51.075 | 0 | 0
0.55477 | 0 | 0.33639 | 207 | 55.477 | 0 | 0
0.60186 | 0.0079 | 0.35776 | 207 | 60.186 | 0 | 0
0.59024 | 0.2995 | 0.39097 | 207 | 59.024 | 0 | 0
0.56943 | 0.7847 | 0.36948 | 207 | 56.943 | 0 | 0
0.55206 | 0.8349 | 0.27238 | 207 | 55.206 | 0 | 0
0.53514 | 0.8241 | 0.248 | 207 | 53.514 | 0 | 0
0.52193 | 0.809 | 0.30679 | 207 | 52.193 | 0 | 0
0.51451 | 0.7847 | 0.31381 | 207 | 51.451 | 0 | 0
0.51466 | 0.6896 | 0.32294 | 207 | 51.466 | 0 | 0
0.51031 | 0.6666 | 0.33748 | 207 | 51.031 | 0 | 0
0.51106 | 0.4329 | 0.30904 | 207 | 51.106 | 0 | 0
0.51549 | 0.0633 | 0.21776 | 207 | 51.549 | 0 | 0
0.54508 | 0.0047 | 0.16911 | 207 | 54.508 | 0 | 0
0.53929 | 0 | 0.16885 | 207 | 53.929 | 0 | 0
0.53489 | 0 | 0.18966 | 207 | 53.489 | 0 | 0
0.5279 | 0 | 0.22967 | 207 | 52.79 | 0 | 0
0.51466 | 0 | 0.23173 | 207 | 51.466 | 0 | 0
0.49475 | 0 | 0.2702 | 207 | 49.475 | 0 | 0
0.47492 | 0 | 0.256 | 207 | 47.492 | 0 | 0
0.46172 | 0 | 0.20976 | 207 | 46.172 | 0 | 0
0.45614 | 0 | 0.19552 | 207 | 45.614 | 0 | 0
0.45525 | 0 | 0.15969 | 207 | 45.525 | 0 | 0
0.46317 | 0 | 0.13099 | 207 | 46.317 | 0 | 0
0.47705 | 0 | 0.13448 | 207 | 47.705 | 0 | 0
0.49565 | 0 | 0.14815 | 207 | 49.565 | 0 | 0
0.52629 | 0.0085 | 0.17069 | 207 | 52.629 | 0 | 0
0.54108 | 0.3163 | 0.17126 | 207 | 54.108 | 0 | 0
0.53883 | 0.7995 | 0.14755 | 207 | 53.883 | 0 | 0
0.52328 | 0.8539 | 0.11337 | 207 | 52.328 | 0 | 0
0.51 | 0.8487 | 0.14519 | 207 | 51 | 0 | 0
0.49924 | 0.8365 | 0.1897 | 207 | 49.924 | 0 | 0
0.49319 | 0.8474 | 0.23324 | 207 | 49.319 | 0 | 0
0.49139 | 0.87 | 0.28583 | 207 | 49.139 | 0 | 0
0.49138 | 0.8233 | 0.26272 | 207 | 49.138 | 0 | 0
0.49261 | 0.5203 | 0.25521 | 207 | 49.261 | 0 | 0
0.49637 | 0.0662 | 0.23421 | 207 | 49.637 | 0 | 0
0.52559 | 0.0035 | 0.30476 | 207 | 52.559 | 0 | 0
0.52069 | 0 | 0.38736 | 207 | 52.069 | 0 | 0
0.51539 | 0 | 0.45464 | 207 | 51.539 | 0 | 0
0.50996 | 0 | 0.49104 | 207 | 50.996 | 0 | 0
0.49873 | 0 | 0.52087 | 207 | 49.873 | 0 | 0
0.48175 | 0 | 0.53552 | 207 | 48.175 | 0 | 0
0.46236 | 0 | 0.52673 | 207 | 46.236 | 0 | 0
0.44766 | 0 | 0.52398 | 207 | 44.766 | 0 | 0
0.43934 | 0 | 0.51328 | 207 | 43.934 | 0 | 0
0.43288 | 0 | 0.50449 | 207 | 43.288 | 0 | 0
0.43128 | 0 | 0.47928 | 207 | 43.128 | 0 | 0
0.43622 | 0 | 0.49664 | 207 | 43.622 | 0 | 0
0.44781 | 0 | 0.47812 | 207 | 44.781 | 0 | 0
0.45906 | 0.0049 | 0.45885 | 207 | 45.906 | 0 | 0
0.47334 | 0.2726 | 0.45735 | 207 | 47.334 | 0 | 0
0.49039 | 0.7428 | 0.38909 | 207 | 49.039 | 0 | 0
0.49869 | 0.8124 | 0.34548 | 207 | 49.869 | 0 | 0
0.50154 | 0.8309 | 0.35134 | 207 | 50.154 | 0 | 0
0.5085 | 0.8198 | 0.43034 | 207 | 50.85 | 0 | 0
0.51454 | 0.8222 | 0.45795 | 207 | 51.454 | 0 | 0
0.51694 | 0.8333 | 0.42173 | 207 | 51.694 | 0 | 0
0.52348 | 0.7806 | 0.44739 | 207 | 52.348 | 0 | 0
0.52689 | 0.4968 | 0.48743 | 207 | 52.689 | 0 | 0
0.53069 | 0.0695 | 0.48807 | 207 | 53.069 | 0 | 0
0.56302 | 0.0047 | 0.51685 | 207 | 56.302 | 0 | 0
0.56825 | 0 | 0.53071 | 207 | 56.825 | 0 | 0
0.56388 | 0 | 0.51955 | 207 | 56.388 | 0 | 0
0.55378 | 0 | 0.53296 | 207 | 55.378 | 0 | 0
0.52885 | 0 | 0.50295 | 207 | 52.885 | 0 | 0
0.50087 | 0 | 0.44589 | 207 | 50.087 | 0 | 0
0.47193 | 0 | 0.44067 | 207 | 47.193 | 0 | 0
0.45535 | 0 | 0.43308 | 207 | 45.535 | 0 | 0
0.44735 | 0 | 0.41768 | 207 | 44.735 | 0 | 0
0.44612 | 0 | 0.40949 | 207 | 44.612 | 0 | 0
0.45257 | 0 | 0.4134 | 207 | 45.257 | 0 | 0
0.47433 | 0 | 0.41276 | 207 | 47.433 | 0 | 0
0.51773 | 0 | 0.41381 | 207 | 51.773 | 0 | 0
0.57045 | 0.0023 | 0.38413 | 207 | 57.045 | 0 | 0
0.57955 | 0.183 | 0.31982 | 207 | 57.955 | 0 | 0
0.58933 | 0.5907 | 0.29875 | 207 | 58.933 | 0 | 0
0.59739 | 0.6944 | 0.33391 | 207 | 59.739 | 0 | 0
0.60434 | 0.7474 | 0.36208 | 207 | 60.434 | 0 | 0
0.60088 | 0.7669 | 0.39187 | 207 | 60.088 | 0 | 0
0.59035 | 0.7755 | 0.40885 | 207 | 59.035 | 0 | 0
0.5827 | 0.7751 | 0.48353 | 207 | 58.27 | 0 | 0
0.57692 | 0.7496 | 0.50385 | 207 | 57.692 | 0 | 0
0.5843 | 0.4897 | 0.54761 | 207 | 58.43 | 0 | 0
0.59923 | 0.0638 | 0.56305 | 207 | 59.923 | 0 | 0
0.64528 | 0 | 0.52147 | 207 | 64.528 | 0 | 0
0.65436 | 0 | 0.55881 | 207 | 65.436 | 0 | 0
0.65439 | 0 | 0.59938 | 207 | 65.439 | 0 | 0
0.64963 | 0 | 0.59126 | 207 | 64.963 | 0 | 0
0.62505 | 0 | 0.58875 | 207 | 62.505 | 0 | 0
0.59229 | 0 | 0.56963 | 207 | 59.229 | 0 | 0
0.56817 | 0 | 0.5573 | 207 | 56.817 | 0 | 0
0.55441 | 0 | 0.53845 | 207 | 55.441 | 0 | 0
0.55044 | 0 | 0.50678 | 207 | 55.044 | 0 | 0
0.55375 | 0 | 0.47357 | 207 | 55.375 | 0 | 0
0.566 | 0 | 0.46576 | 207 | 56.6 | 0 | 0
0.59567 | 0 | 0.4575 | 207 | 59.567 | 0 | 0
0.65055 | 0 | 0.41655 | 207 | 65.055 | 0 | 0
0.70668 | 0.0052 | 0.37339 | 207 | 70.668 | 0 | 0
0.702 | 0.2455 | 0.33842 | 207 | 70.2 | 0 | 0
0.68223 | 0.7165 | 0.28072 | 207 | 68.223 | 0 | 0
0.65995 | 0.814 | 0.22137 | 207 | 65.995 | 0 | 0
0.63362 | 0.8151 | 0.21096 | 207 | 63.362 | 0 | 0
0.60646 | 0.7976 | 0.21817 | 207 | 60.646 | 0 | 0
0.5879 | 0.8192 | 0.22039 | 207 | 58.79 | 0 | 0
0.57116 | 0.849 | 0.23136 | 207 | 57.116 | 0 | 0
0.5592 | 0.8603 | 0.25559 | 207 | 55.92 | 0 | 0
0.55987 | 0.5849 | 0.25033 | 207 | 55.987 | 0 | 0
0.58321 | 0.0775 | 0.19274 | 207 | 58.321 | 0 | 0
0.6419 | 0 | 0.13268 | 207 | 64.19 | 0 | 0
0.65652 | 0 | 0.11465 | 207 | 65.652 | 0 | 0
0.66841 | 0 | 0.12742 | 207 | 66.841 | 0 | 0
0.6708 | 0 | 0.14372 | 207 | 67.08 | 0 | 0
0.65395 | 0 | 0.15116 | 207 | 65.395 | 0 | 0
0.62657 | 0 | 0.16029 | 207 | 62.657 | 0 | 0
0.60583 | 0 | 0.19883 | 207 | 60.583 | 0 | 0
0.59814 | 0 | 0.2474 | 207 | 59.814 | 0 | 0
0.59823 | 0 | 0.29139 | 207 | 59.823 | 0 | 0
0.60458 | 0 | 0.31948 | 207 | 60.458 | 0 | 0
0.61893 | 0 | 0.30998 | 207 | 61.893 | 0 | 0
0.64937 | 0 | 0.2906 | 207 | 64.937 | 0 | 0
0.70243 | 0 | 0.27719 | 207 | 70.243 | 0 | 0
0.75459 | 0.0088 | 0.27264 | 207 | 75.459 | 0 | 0
0.73806 | 0.3452 | 0.26997 | 207 | 73.806 | 0 | 0
0.69284 | 0.909 | 0.18639 | 207 | 69.284 | 0 | 0
0.6485 | 0.9641 | 0.09804 | 207 | 64.85 | 0 | 0
0.61111 | 0.9693 | 0.09365 | 207 | 61.111 | 0 | 0
0.57326 | 0.9606 | 0.10717 | 207 | 57.326 | 0 | 0
0.55005 | 0.9696 | 0.10063 | 207 | 55.005 | 0 | 0
0.53389 | 1.002 | 0.09493 | 207 | 53.389 | 0 | 0
0.52398 | 0.9813 | 0.07532 | 207 | 52.398 | 0 | 0
0.52335 | 0.6585 | 0.05928 | 207 | 52.335 | 0 | 0
0.5397 | 0.0817 | 0.05875 | 207 | 53.97 | 0 | 0
0.59876 | 0 | 0.10251 | 207 | 59.876 | 0 | 0
0.62072 | 0 | 0.18489 | 207 | 62.072 | 0 | 0
0.63302 | 0 | 0.2761 | 207 | 63.302 | 0 | 0
0.63717 | 0 | 0.32643 | 207 | 63.717 | 0 | 0
0.6283 | 0 | 0.39228 | 207 | 62.83 | 0 | 0
0.60682 | 0 | 0.42207 | 207 | 60.682 | 0 | 0
0.58752 | 0 | 0.46553 | 207 | 58.752 | 0 | 0
0.58357 | 0 | 0.49438 | 207 | 58.357 | 0 | 0
0.5822 | 0 | 0.48447 | 207 | 58.22 | 0 | 0
0.58831 | 0 | 0.47936 | 207 | 58.831 | 0 | 0
0.60266 | 0 | 0.4842 | 207 | 60.266 | 0 | 0
0.63533 | 0 | 0.4726 | 207 | 63.533 | 0 | 0
0.69039 | 0 | 0.47485 | 207 | 69.039 | 0 | 0
0.74152 | 0.006 | 0.47879 | 207 | 74.152 | 0 | 0
0.72712 | 0.2035 | 0.48214 | 207 | 72.712 | 0 | 0
0.68385 | 0.6292 | 0.43815 | 207 | 68.385 | 0 | 0
0.64385 | 0.796 | 0.39875 | 207 | 64.385 | 0 | 0
0.60602 | 0.7567 | 0.46069 | 207 | 60.602 | 0 | 0
0.57418 | 0.7506 | 0.53946 | 207 | 57.418 | 0 | 0
0.55539 | 0.759 | 0.55757 | 207 | 55.539 | 0 | 0
0.54176 | 0.6718 | 0.53424 | 207 | 54.176 | 0 | 0
0.5316 | 0.51 | 0.51989 | 207 | 53.16 | 0 | 0
0.53456 | 0.2398 | 0.52169 | 207 | 53.456 | 0 | 0
0.55163 | 0.0248 | 0.45119 | 207 | 55.163 | 0 | 0
0.60332 | 0 | 0.47556 | 207 | 60.332 | 0 | 0
0.61319 | 0 | 0.55836 | 207 | 61.319 | 0 | 0
0.61975 | 0 | 0.60817 | 207 | 61.975 | 0 | 0
0.6175 | 0 | 0.63608 | 207 | 61.75 | 0 | 0
0.6005 | 0 | 0.63559 | 207 | 60.05 | 0 | 0
0.57026 | 0 | 0.60798 | 207 | 57.026 | 0 | 0
0.53994 | 0 | 0.58972 | 207 | 53.994 | 0 | 0
0.5268 | 0 | 0.54833 | 207 | 52.68 | 0 | 0
0.51816 | 0 | 0.51899 | 207 | 51.816 | 0 | 0
0.51224 | 0 | 0.48785 | 207 | 51.224 | 0 | 0
0.51611 | 0 | 0.45543 | 207 | 51.611 | 0 | 0
0.53381 | 0 | 0.41505 | 207 | 53.381 | 0 | 0
0.56845 | 0 | 0.38954 | 207 | 56.845 | 0 | 0
0.60823 | 0.0007 | 0.39657 | 207 | 60.823 | 0 | 0
0.6093 | 0.2269 | 0.40186 | 207 | 60.93 | 0 | 0
0.60874 | 0.7189 | 0.37651 | 207 | 60.874 | 0 | 0
0.60956 | 0.823 | 0.32858 | 207 | 60.956 | 0 | 0
0.60615 | 0.8354 | 0.33462 | 207 | 60.615 | 0 | 0
0.59644 | 0.8221 | 0.32557 | 207 | 59.644 | 0 | 0
0.58856 | 0.8377 | 0.32369 | 207 | 58.856 | 0 | 0
0.58226 | 0.8631 | 0.33868 | 207 | 58.226 | 0 | 0
0.58081 | 0.8393 | 0.33661 | 207 | 58.081 | 0 | 0
0.58047 | 0.5771 | 0.3403 | 207 | 58.047 | 0 | 0
0.58654 | 0.0788 | 0.31791 | 207 | 58.654 | 0 | 0
0.61168 | 0 | 0.26581 | 207 | 61.168 | 0 | 0
0.60404 | 0 | 0.26911 | 207 | 60.404 | 0 | 0
0.59526 | 0 | 0.2344 | 207 | 59.526 | 0 | 0
0.58401 | 0 | 0.20127 | 207 | 58.401 | 0 | 0
0.5658 | 0 | 0.15676 | 207 | 56.58 | 0 | 0
0.5439 | 0 | 0.14507 | 207 | 54.39 | 0 | 0
0.51727 | 0 | 0.17794 | 207 | 51.727 | 0 | 0
0.49566 | 0 | 0.21085 | 207 | 49.566 | 0 | 0
0.486 | 0 | 0.22576 | 207 | 48.6 | 0 | 0
0.47966 | 0 | 0.20724 | 207 | 47.966 | 0 | 0
0.48077 | 0 | 0.20931 | 207 | 48.077 | 0 | 0
0.48897 | 0 | 0.20243 | 207 | 48.897 | 0 | 0
0.50583 | 0 | 0.15533 | 207 | 50.583 | 0 | 0
0.52908 | 0.0018 | 0.12892 | 207 | 52.908 | 0 | 0
0.55261 | 0.2641 | 0.1113 | 207 | 55.261 | 0 | 0
0.56574 | 0.7699 | 0.08279 | 207 | 56.574 | 0 | 0
0.56643 | 0.8563 | 0.04091 | 207 | 56.643 | 0 | 0
0.5594 | 0.907 | 0.04192 | 207 | 55.94 | 0 | 0
0.54589 | 0.8926 | 0.05349 | 207 | 54.589 | 0 | 0
0.53085 | 0.921 | 0.05751 | 207 | 53.085 | 0 | 0
0.51712 | 0.9501 | 0.04504 | 207 | 51.712 | 0 | 0
0.51152 | 0.9264 | 0.03587 | 207 | 51.152 | 0 | 0
0.51164 | 0.6376 | 0.0204 | 207 | 51.164 | 0 | 0
0.52366 | 0.0909 | 0.0145 | 207 | 52.366 | 0 | 0
0.55674 | 0.0047 | 0.02325 | 207 | 55.674 | 0 | 0
0.56246 | 0 | 0.06724 | 207 | 56.246 | 0 | 0
0.5622 | 0 | 0.12471 | 207 | 56.22 | 0 | 0
0.55942 | 0 | 0.1779 | 207 | 55.942 | 0 | 0
0.55359 | 0 | 0.19793 | 207 | 55.359 | 0 | 0
0.5388 | 0 | 0.21881 | 207 | 53.88 | 0 | 0
0.52378 | 0 | 0.25142 | 207 | 52.378 | 0 | 0
0.5137 | 0 | 0.24586 | 207 | 51.37 | 0 | 0
0.50898 | 0 | 0.22956 | 207 | 50.898 | 0 | 0
0.50941 | 0 | 0.21205 | 207 | 50.941 | 0 | 0
0.51403 | 0 | 0.17178 | 207 | 51.403 | 0 | 0
0.52699 | 0 | 0.15428 | 207 | 52.699 | 0 | 0
0.54286 | 0.0001 | 0.11852 | 207 | 54.286 | 0 | 0
0.57033 | 0.0055 | 0.09631 | 207 | 57.033 | 0 | 0
0.5891 | 0.3115 | 0.07073 | 207 | 58.91 | 0 | 0
0.58544 | 0.8957 | 0.05447 | 207 | 58.544 | 0 | 0
0.57053 | 0.9642 | 0.03107 | 207 | 57.053 | 0 | 0
0.54848 | 0.9527 | 0.01886 | 207 | 54.848 | 0 | 0
0.52807 | 0.942 | 0.03125 | 207 | 52.807 | 0 | 0
0.50595 | 0.95 | 0.06803 | 207 | 50.595 | 0 | 0
0.48964 | 0.948 | 0.07111 | 207 | 48.964 | 0 | 0
0.47952 | 0.7916 | 0.07209 | 207 | 47.952 | 0 | 0
0.47678 | 0.3899 | 0.08166 | 207 | 47.678 | 0 | 0
0.49013 | 0.0361 | 0.08388 | 207 | 49.013 | 0 | 0
0.53371 | 0.0043 | 0.137 | 207 | 53.371 | 0 | 0
0.55064 | 0 | 0.22636 | 207 | 55.064 | 0 | 0
0.55697 | 0 | 0.27963 | 207 | 55.697 | 0 | 0
0.56028 | 0 | 0.32133 | 207 | 56.028 | 0 | 0
0.55697 | 0 | 0.37395 | 207 | 55.697 | 0 | 0
0.543 | 0 | 0.41621 | 207 | 54.3 | 0 | 0
0.52794 | 0 | 0.43068 | 207 | 52.794 | 0 | 0
0.52038 | 0 | 0.4238 | 207 | 52.038 | 0 | 0
0.5192 | 0 | 0.4155 | 207 | 51.92 | 0 | 0
0.52595 | 0 | 0.40476 | 207 | 52.595 | 0 | 0
0.53795 | 0 | 0.38455 | 207 | 53.795 | 0 | 0
0.56187 | 0 | 0.36832 | 207 | 56.187 | 0 | 0
0.60132 | 0 | 0.33598 | 207 | 60.132 | 0 | 0
0.63919 | 0.0055 | 0.31347 | 207 | 63.919 | 0 | 0
0.64901 | 0.2277 | 0.30495 | 207 | 64.901 | 0 | 0
0.62917 | 0.684 | 0.29018 | 207 | 62.917 | 0 | 0
0.5957 | 0.7734 | 0.19748 | 207 | 59.57 | 0 | 0
0.56443 | 0.8055 | 0.12054 | 207 | 56.443 | 0 | 0
0.53365 | 0.8293 | 0.11341 | 207 | 53.365 | 0 | 0
0.51617 | 0.8688 | 0.13779 | 207 | 51.617 | 0 | 0
0.50364 | 0.8357 | 0.16213 | 207 | 50.364 | 0 | 0
0.49642 | 0.7353 | 0.20165 | 207 | 49.642 | 0 | 0
0.49689 | 0.4938 | 0.19823 | 207 | 49.689 | 0 | 0
0.49981 | 0.066 | 0.1805 | 207 | 49.981 | 0 | 0
0.53537 | 0.0021 | 0.22704 | 207 | 53.537 | 0 | 0
0.53947 | 0 | 0.31847 | 207 | 53.947 | 0 | 0
0.54088 | 0 | 0.44033 | 207 | 54.088 | 0 | 0
0.54103 | 0 | 0.50851 | 207 | 54.103 | 0 | 0
0.53326 | 0 | 0.55975 | 207 | 53.326 | 0 | 0
0.52098 | 0 | 0.60336 | 207 | 52.098 | 0 | 0
0.50284 | 0 | 0.62864 | 207 | 50.284 | 0 | 0
0.49102 | 0 | 0.62932 | 207 | 49.102 | 0 | 0
0.4885 | 0 | 0.63596 | 207 | 48.85 | 0 | 0
0.49001 | 0 | 0.6354 | 207 | 49.001 | 0 | 0
0.49826 | 0 | 0.61004 | 207 | 49.826 | 0 | 0
0.51648 | 0 | 0.5706 | 207 | 51.648 | 0 | 0
0.54561 | 0 | 0.52432 | 207 | 54.561 | 0 | 0
0.57371 | 0.0069 | 0.52748 | 207 | 57.371 | 0 | 0
0.58518 | 0.218 | 0.50994 | 207 | 58.518 | 0 | 0
0.57265 | 0.6729 | 0.46366 | 207 | 57.265 | 0 | 0
0.54841 | 0.7642 | 0.37403 | 207 | 54.841 | 0 | 0
0.52311 | 0.8063 | 0.35927 | 207 | 52.311 | 0 | 0
0.50461 | 0.8004 | 0.36757 | 207 | 50.461 | 0 | 0
0.49398 | 0.8068 | 0.3605 | 207 | 49.398 | 0 | 0
0.48797 | 0.6586 | 0.38549 | 207 | 48.797 | 0 | 0
0.48363 | 0.3975 | 0.40528 | 207 | 48.363 | 0 | 0
0.48191 | 0.1734 | 0.38383 | 207 | 48.191 | 0 | 0
0.48398 | 0.0245 | 0.36054 | 207 | 48.398 | 0 | 0
0.51247 | 0 | 0.45663 | 207 | 51.247 | 0 | 0
0.50629 | 0 | 0.62533 | 207 | 50.629 | 0 | 0
0.497 | 0 | 0.67601 | 207 | 49.7 | 0 | 0
0.4899 | 0 | 0.66756 | 207 | 48.99 | 0 | 0
0.48195 | 0 | 0.65467 | 207 | 48.195 | 0 | 0
0.46916 | 0 | 0.66241 | 207 | 46.916 | 0 | 0
0.45333 | 0 | 0.63104 | 207 | 45.333 | 0 | 0
0.44283 | 0 | 0.61703 | 207 | 44.283 | 0 | 0
0.4376 | 0 | 0.61883 | 207 | 43.76 | 0 | 0
0.43517 | 0 | 0.61102 | 207 | 43.517 | 0 | 0
0.43745 | 0 | 0.61429 | 207 | 43.745 | 0 | 0
0.44589 | 0 | 0.59945 | 207 | 44.589 | 0 | 0
0.45952 | 0 | 0.53567 | 207 | 45.952 | 0 | 0
0.47688 | 0.0033 | 0.55381 | 207 | 47.688 | 0 | 0
0.48745 | 0.2184 | 0.51354 | 207 | 48.745 | 0 | 0
0.48999 | 0.6355 | 0.39409 | 207 | 48.999 | 0 | 0
0.48577 | 0.6794 | 0.30145 | 207 | 48.577 | 0 | 0
0.47826 | 0.7845 | 0.30889 | 207 | 47.826 | 0 | 0
0.47241 | 0.8214 | 0.32467 | 207 | 47.241 | 0 | 0
0.46332 | 0.7688 | 0.31877 | 207 | 46.332 | 0 | 0
0.45696 | 0.713 | 0.31408 | 207 | 45.696 | 0 | 0
0.45384 | 0.4281 | 0.30142 | 207 | 45.384 | 0 | 0
0.45117 | 0.159 | 0.28583 | 207 | 45.117 | 0 | 0
0.45089 | 0.0188 | 0.24868 | 207 | 45.089 | 0 | 0
0.47707 | 0.0042 | 0.24849 | 207 | 47.707 | 0 | 0
0.47787 | 0 | 0.30634 | 207 | 47.787 | 0 | 0
0.47521 | 0 | 0.33098 | 207 | 47.521 | 0 | 0
0.47018 | 0 | 0.3232 | 207 | 47.018 | 0 | 0
0.45979 | 0 | 0.33308 | 207 | 45.979 | 0 | 0
0.44156 | 0 | 0.32891 | 207 | 44.156 | 0 | 0
0.4209 | 0 | 0.29725 | 207 | 42.09 | 0 | 0
0.40541 | 0 | 0.28842 | 207 | 40.541 | 0 | 0
0.39742 | 0 | 0.24759 | 207 | 39.742 | 0 | 0
0.39553 | 0 | 0.2021 | 207 | 39.553 | 0 | 0
0.39869 | 0 | 0.15957 | 207 | 39.869 | 0 | 0
0.41214 | 0 | 0.13715 | 207 | 41.214 | 0 | 0
0.4358 | 0 | 0.13722 | 207 | 43.58 | 0 | 0
0.46273 | 0.001 | 0.14924 | 207 | 46.273 | 0 | 0
0.47473 | 0.0434 | 0.14335 | 207 | 47.473 | 0 | 0
0.48807 | 0.1161 | 0.11694 | 207 | 48.807 | 0 | 0
0.49985 | 0.1824 | 0.07355 | 207 | 49.985 | 0 | 0
0.50552 | 0.2793 | 0.06942 | 207 | 50.552 | 0 | 0
0.50678 | 0.3549 | 0.09376 | 207 | 50.678 | 0 | 0
0.50602 | 0.3077 | 0.09395 | 207 | 50.602 | 0 | 0
0.50395 | 0.3226 | 0.10011 | 207 | 50.395 | 0 | 0
0.50015 | 0.2644 | 0.09823 | 207 | 50.015 | 0 | 0
0.49983 | 0.1966 | 0.09301 | 207 | 49.983 | 0 | 0
0.50155 | 0.0527 | 0.10571 | 207 | 50.155 | 0 | 0
0.53151 | 0 | 0.13219 | 207 | 53.151 | 0 | 0
0.52721 | 0 | 0.20416 | 207 | 52.721 | 0 | 0
0.5173 | 0 | 0.26573 | 207 | 51.73 | 0 | 0
0.50504 | 0 | 0.30236 | 207 | 50.504 | 0 | 0
0.48718 | 0 | 0.34484 | 207 | 48.718 | 0 | 0
0.4626 | 0 | 0.33391 | 207 | 46.26 | 0 | 0
0.43705 | 0 | 0.32429 | 207 | 43.705 | 0 | 0
0.41903 | 0 | 0.31193 | 207 | 41.903 | 0 | 0
0.40611 | 0 | 0.3137 | 207 | 40.611 | 0 | 0
0.40313 | 0 | 0.29852 | 207 | 40.313 | 0 | 0
0.40413 | 0 | 0.29864 | 207 | 40.413 | 0 | 0
0.4142 | 0 | 0.28853 | 207 | 41.42 | 0 | 0
0.43733 | 0 | 0.3164 | 207 | 43.733 | 0 | 0
0.46401 | 0.0007 | 0.33579 | 207 | 46.401 | 0 | 0
0.47819 | 0.0441 | 0.3436 | 207 | 47.819 | 0 | 0
0.48714 | 0.1452 | 0.31419 | 207 | 48.714 | 0 | 0
0.49394 | 0.2931 | 0.33571 | 207 | 49.394 | 0 | 0
0.50088 | 0.4032 | 0.36539 | 207 | 50.088 | 0 | 0
0.49938 | 0.4357 | 0.38917 | 207 | 49.938 | 0 | 0
0.50061 | 0.3851 | 0.42436 | 207 | 50.061 | 0 | 0
0.50163 | 0.3265 | 0.48762 | 207 | 50.163 | 0 | 0
0.50221 | 0.2203 | 0.53439 | 207 | 50.221 | 0 | 0
0.49897 | 0.1593 | 0.56711 | 207 | 49.897 | 0 | 0
0.49777 | 0.0277 | 0.56012 | 207 | 49.777 | 0 | 0
0.52563 | 0 | 0.56301 | 207 | 52.563 | 0 | 0
0.52299 | 0 | 0.5898 | 207 | 52.299 | 0 | 0
0.51531 | 0 | 0.63394 | 207 | 51.531 | 0 | 0
0.50313 | 0 | 0.67394 | 207 | 50.313 | 0 | 0
0.48729 | 0 | 0.67909 | 207 | 48.729 | 0 | 0
0.46718 | 0 | 0.67312 | 207 | 46.718 | 0 | 0
0.44009 | 0 | 0.61846 | 207 | 44.009 | 0 | 0
0.42424 | 0 | 0.60843 | 207 | 42.424 | 0 | 0
0.40977 | 0 | 0.58033 | 207 | 40.977 | 0 | 0
0.40116 | 0 | 0.55971 | 207 | 40.116 | 0 | 0
0.3995 | 0 | 0.55832 | 207 | 39.95 | 0 | 0
0.40119 | 0 | 0.50937 | 207 | 40.119 | 0 | 0
0.41144 | 0 | 0.46794 | 207 | 41.144 | 0 | 0
0.42563 | 0.0004 | 0.47602 | 207 | 42.563 | 0 | 0
0.44172 | 0.0469 | 0.501 | 207 | 44.172 | 0 | 0
0.46322 | 0.3047 | 0.51944 | 207 | 46.322 | 0 | 0
0.48493 | 0.4967 | 0.51591 | 207 | 48.493 | 0 | 0
0.4974 | 0.618 | 0.47534 | 207 | 49.74 | 0 | 0
0.50285 | 0.5638 | 0.53687 | 207 | 50.285 | 0 | 0
0.5058 | 0.6536 | 0.57766 | 207 | 50.58 | 0 | 0
0.50242 | 0.6954 | 0.58552 | 207 | 50.242 | 0 | 0
0.50439 | 0.7086 | 0.60681 | 207 | 50.439 | 0 | 0
0.49759 | 0.5153 | 0.59847 | 207 | 49.759 | 0 | 0
0.50124 | 0.0877 | 0.56824 | 207 | 50.124 | 0 | 0
0.52285 | 0 | 0.51805 | 207 | 52.285 | 0 | 0
0.52342 | 0 | 0.51542 | 207 | 52.342 | 0 | 0
0.5168 | 0 | 0.52259 | 207 | 51.68 | 0 | 0
0.50832 | 0 | 0.53946 | 207 | 50.832 | 0 | 0
0.49448 | 0 | 0.51298 | 207 | 49.448 | 0 | 0
0.47339 | 0 | 0.51362 | 207 | 47.339 | 0 | 0
0.45586 | 0 | 0.51377 | 207 | 45.586 | 0 | 0
0.43698 | 0 | 0.50276 | 207 | 43.698 | 0 | 0
0.42854 | 0 | 0.47207 | 207 | 42.854 | 0 | 0
0.42166 | 0 | 0.44273 | 207 | 42.166 | 0 | 0
0.42119 | 0 | 0.42376 | 207 | 42.119 | 0 | 0
0.42202 | 0 | 0.38094 | 207 | 42.202 | 0 | 0
0.43276 | 0 | 0.35656 | 207 | 43.276 | 0 | 0
0.44633 | 0.001 | 0.33162 | 207 | 44.633 | 0 | 0
0.46527 | 0.1699 | 0.35536 | 207 | 46.527 | 0 | 0
0.48306 | 0.6114 | 0.35476 | 207 | 48.306 | 0 | 0
0.49589 | 0.6809 | 0.3933 | 207 | 49.589 | 0 | 0
0.50115 | 0.7672 | 0.47023 | 207 | 50.115 | 0 | 0
0.50072 | 0.8046 | 0.50085 | 207 | 50.072 | 0 | 0
0.49257 | 0.8098 | 0.52541 | 207 | 49.257 | 0 | 0
0.48732 | 0.8203 | 0.53871 | 207 | 48.732 | 0 | 0
0.48101 | 0.7187 | 0.51918 | 207 | 48.101 | 0 | 0
0.4807 | 0.5776 | 0.4673 | 207 | 48.07 | 0 | 0
0.4891 | 0.0996 | 0.37561 | 207 | 48.91 | 0 | 0
0.52795 | 0.0037 | 0.26351 | 207 | 52.795 | 0 | 0
0.54048 | 0 | 0.23478 | 207 | 54.048 | 0 | 0
0.54397 | 0 | 0.22614 | 207 | 54.397 | 0 | 0
0.53935 | 0 | 0.21149 | 207 | 53.935 | 0 | 0
0.53104 | 0 | 0.20649 | 207 | 53.104 | 0 | 0
0.51175 | 0 | 0.20101 | 207 | 51.175 | 0 | 0
0.49483 | 0 | 0.24459 | 207 | 49.483 | 0 | 0
0.48556 | 0 | 0.30528 | 207 | 48.556 | 0 | 0
0.48628 | 0 | 0.35887 | 207 | 48.628 | 0 | 0
0.48974 | 0 | 0.38175 | 207 | 48.974 | 0 | 0
0.50239 | 0 | 0.33999 | 207 | 50.239 | 0 | 0
0.52405 | 0 | 0.30476 | 207 | 52.405 | 0 | 0
0.56047 | 0 | 0.27775 | 207 | 56.047 | 0 | 0
0.60243 | 0.0038 | 0.28425 | 207 | 60.243 | 0 | 0
0.61592 | 0.2482 | 0.27786 | 207 | 61.592 | 0 | 0
0.59895 | 0.796 | 0.2134 | 207 | 59.895 | 0 | 0
0.58011 | 0.8846 | 0.18509 | 207 | 58.011 | 0 | 0
0.56012 | 0.8552 | 0.17212 | 207 | 56.012 | 0 | 0
0.54235 | 0.833 | 0.12625 | 207 | 54.235 | 0 | 0
0.52479 | 0.8398 | 0.11661 | 207 | 52.479 | 0 | 0
0.51232 | 0.8753 | 0.12396 | 207 | 51.232 | 0 | 0
0.50312 | 0.8651 | 0.12518 | 207 | 50.312 | 0 | 0
0.5015 | 0.6231 | 0.11147 | 207 | 50.15 | 0 | 0
0.51166 | 0.1002 | 0.09225 | 207 | 51.166 | 0 | 0
0.55802 | 0 | 0.0829 | 207 | 55.802 | 0 | 0
0.57083 | 0 | 0.08878 | 207 | 57.083 | 0 | 0
0.57515 | 0 | 0.0877 | 207 | 57.515 | 0 | 0
0.57438 | 0 | 0.07991 | 207 | 57.438 | 0 | 0
0.56417 | 0 | 0.0758 | 207 | 56.417 | 0 | 0
0.54708 | 0 | 0.08308 | 207 | 54.708 | 0 | 0
0.53049 | 0 | 0.09009 | 207 | 53.049 | 0 | 0
0.51946 | 0 | 0.09723 | 207 | 51.946 | 0 | 0
0.51832 | 0 | 0.09397 | 207 | 51.832 | 0 | 0
0.5195 | 0 | 0.10085 | 207 | 51.95 | 0 | 0
0.53129 | 0 | 0.09815 | 207 | 53.129 | 0 | 0
0.5549 | 0 | 0.1078 | 207 | 55.49 | 0 | 0
0.58931 | 0 | 0.13084 | 207 | 58.931 | 0 | 0
0.62281 | 0.0033 | 0.12999 | 207 | 62.281 | 0 | 0
0.6331 | 0.2229 | 0.1405 | 207 | 63.31 | 0 | 0
0.6136 | 0.6938 | 0.1426 | 207 | 61.36 | 0 | 0
0.58811 | 0.7896 | 0.11568 | 207 | 58.811 | 0 | 0
0.56243 | 0.794 | 0.14575 | 207 | 56.243 | 0 | 0
0.53835 | 0.7307 | 0.1963 | 207 | 53.835 | 0 | 0
0.51974 | 0.7508 | 0.20507 | 207 | 51.974 | 0 | 0
0.50989 | 0.7304 | 0.21098 | 207 | 50.989 | 0 | 0
0.50108 | 0.5792 | 0.2078 | 207 | 50.108 | 0 | 0
0.50368 | 0.3556 | 0.20717 | 207 | 50.368 | 0 | 0
0.51598 | 0.0523 | 0.16694 | 207 | 51.598 | 0 | 0
0.55745 | 0 | 0.16143 | 207 | 55.745 | 0 | 0
0.55579 | 0 | 0.22041 | 207 | 55.579 | 0 | 0
0.54279 | 0 | 0.31546 | 207 | 54.279 | 0 | 0
0.53034 | 0 | 0.37696 | 207 | 53.034 | 0 | 0
0.51852 | 0 | 0.4051 | 207 | 51.852 | 0 | 0
0.50743 | 0 | 0.43499 | 207 | 50.743 | 0 | 0