## HDATA
Solar Base Load helps you size the solar kW and battery kWh capacity needed to power a constant kW "base" load.
The solar profile is 2018 hourly solar per unit data posted by the IESO. The peak power level is 0.875 of nameplate. CF is 15.3%.
Copy the historical solar per unit values into the solar pu column. The max value should be slightly below 1 pu.
Enter your values into yellow shaded blocks. Red blocks are energy costs. See the notes to get the best solar cost.
|  |  |  | nuclear |  | payback |  | cents/kWh
1 | kW 24/7 - a constant load to be served |  |  | 10512 | $/kW | 10 | years | 12
30 | kW Solar - maximum power rating at a cost of --> |  |  | 1500 | $/kw
80 | kWh Battery - rated storage capacity at a cost of --> |  |  | 200 | $/kWh | 7 | years | 99.4781 | almost 100 c/kwh solar in Canada
solar pu | batt kWh |  |  | min hour kWh |  | last hour kWh
blank | 80 |  |  | 7.6719 |  | 33.7656
0 | 79 | B11 corrected 12/30/2020
0 | 78 |  | Notes: | Increase kW solar and kWh battery so min hour kWh > 0.
0 | 77 |  |  | Use lowest kWh battery possible then adjust solar kW.
0 | 76 |  |  | Watch the solar c/kWh while doing this for a low price.
0 | 75 |  |  | The last hour kWh will be a little less than battery kWh.
0 | 74 |  |  | Program by Eugene Preston on Nov 30, 2020
0 | 73 |  |  | Posted on web page |  | https://egpreston.com
0 | 72
0.0052083 | 71.1562 |  | Discussion - The nuclear cost is high on purpose. The payback is
0.033854 | 71.1719 |  |  | short to represent a high expectation for return profit.
0.09375 | 72.9844 |  |  | The solar cost $/kW cost is higher than actual plant cost
0.1224 | 75.6562 |  |  | to include new transmission line costs for future solar.
0.16146 | 79.5
0.16927 | 80 |  | Logic: | IF: storage + sources - load < max storage
0.1276 | 80 |  |  | Then: storage is = storage + sources - load
0.065104 | 80 |  |  | Else: storage is = max storage
0.013021 | 79.3906
0 | 78.3906
0 | 77.3906
0 | 76.3906
0 | 75.3906
0 | 74.3906
0 | 73.3906
0 | 72.3906
0 | 71.3906
0 | 70.3906
0 | 69.3906
0 | 68.3906
0 | 67.3906
0 | 66.3906
0 | 65.3906
0 | 64.3906
0.013021 | 63.7812
0.041667 | 64.0312
0.091146 | 65.7656
0.15625 | 69.4531
0.19792 | 74.3906
0.19792 | 79.3281
0.14323 | 80
0.054688 | 80
0.010417 | 79.3125
0 | 78.3125
0 | 77.3125
0 | 76.3125
0 | 75.3125
0 | 74.3125
0 | 73.3125
0 | 72.3125
0 | 71.3125
0 | 70.3125
0 | 69.3125
0 | 68.3125
0 | 67.3125
0 | 66.3125
0 | 65.3125
0 | 64.3125
0.0078125 | 63.5469
0.028646 | 63.4062
0.10156 | 65.4531
0.16146 | 69.2969
0.14062 | 72.5156
0.091146 | 74.25
0.085938 | 75.8281
0.041667 | 76.0781
0.0078125 | 75.3125
0 | 74.3125
0 | 73.3125
0 | 72.3125
0 | 71.3125
0 | 70.3125
0 | 69.3125
0 | 68.3125
0 | 67.3125
0 | 66.3125
0 | 65.3125
0 | 64.3125
0 | 63.3125
0 | 62.3125
0 | 61.3125
0 | 60.3125
0.0052083 | 59.4688
0.044271 | 59.7969
0.10677 | 62
0.16927 | 66.0781
0.24479 | 72.4219
0.26042 | 79.2344
0.22396 | 80
0.11458 | 80
0.026042 | 79.7812
0 | 78.7812
0 | 77.7812
0 | 76.7812
0 | 75.7812
0 | 74.7812
0 | 73.7812
0 | 72.7812
0 | 71.7812
0 | 70.7812
0 | 69.7812
0 | 68.7812
0 | 67.7812
0 | 66.7812
0 | 65.7812
0 | 64.7812
0.023438 | 64.4844
0.125 | 67.2344
0.24219 | 73.5
0.30469 | 80
0.32292 | 80
0.30208 | 80
0.25521 | 80
0.13281 | 80
0.03125 | 79.9375
0 | 78.9375
0 | 77.9375
0 | 76.9375
0 | 75.9375
0 | 74.9375
0 | 73.9375
0 | 72.9375
0 | 71.9375
0 | 70.9375
0 | 69.9375
0 | 68.9375
0 | 67.9375
0 | 66.9375
0 | 65.9375
0 | 64.9375
0.023438 | 64.6406
0.09375 | 66.4531
0.20312 | 71.5469
0.26302 | 78.4375
0.3125 | 80
0.3099 | 80
0.25781 | 80
0.13542 | 80
0.033854 | 80
0 | 79
0 | 78
0 | 77
0 | 76
0 | 75
0 | 74
0 | 73
0 | 72
0 | 71
0 | 70
0 | 69
0 | 68
0 | 67
0 | 66
0 | 65
0.015625 | 64.4688
0.057292 | 65.1875
0.13281 | 68.1719
0.13542 | 71.2344
0.098958 | 73.2031
0.070312 | 74.3125
0.054688 | 74.9531
0.033854 | 74.9688
0.010417 | 74.2812
0 | 73.2812
0 | 72.2812
0 | 71.2812
0 | 70.2812
0 | 69.2812
0 | 68.2812
0 | 67.2812
0 | 66.2812
0 | 65.2812
0 | 64.2812
0 | 63.2812
0 | 62.2812
0 | 61.2812
0 | 60.2812
0 | 59.2812
0 | 58.2812
0.015625 | 57.75
0.03125 | 57.6875
0.052083 | 58.25
0.049479 | 58.7344
0.052083 | 59.2969
0.070312 | 60.4062
0.057292 | 61.125
0.010417 | 60.4375
0 | 59.4375
0 | 58.4375
0 | 57.4375
0 | 56.4375
0 | 55.4375
0 | 54.4375
0 | 53.4375
0 | 52.4375
0 | 51.4375
0 | 50.4375
0 | 49.4375
0 | 48.4375
0 | 47.4375
0 | 46.4375
0 | 45.4375
0.044271 | 45.7656
0.14062 | 48.9844
0.19792 | 53.9219
0.27865 | 61.2812
0.26302 | 68.1719
0.21354 | 73.5781
0.17969 | 77.9688
0.096354 | 79.8594
0.026042 | 79.6406
0 | 78.6406
0 | 77.6406
0 | 76.6406
0 | 75.6406
0 | 74.6406
0 | 73.6406
0 | 72.6406
0 | 71.6406
0 | 70.6406
0 | 69.6406
0 | 68.6406
0 | 67.6406
0 | 66.6406
0 | 65.6406
0 | 64.6406
0.044271 | 64.9688
0.20833 | 70.2188
0.41146 | 80
0.5 | 80
0.36719 | 80
0.22396 | 80
0.13542 | 80
0.049479 | 80
0.0078125 | 79.2344
0 | 78.2344
0 | 77.2344
0 | 76.2344
0 | 75.2344
0 | 74.2344
0 | 73.2344
0 | 72.2344
0 | 71.2344
0 | 70.2344
0 | 69.2344
0 | 68.2344
0 | 67.2344
0 | 66.2344
0 | 65.2344
0 | 64.2344
0.013021 | 63.625
0.046875 | 64.0312
0.11198 | 66.3906
0.17188 | 70.5469
0.28125 | 77.9844
0.22656 | 80
0.096354 | 80
0.041667 | 80
0.0026042 | 79.0781
0 | 78.0781
0 | 77.0781
0 | 76.0781
0 | 75.0781
0 | 74.0781
0 | 73.0781
0 | 72.0781
0 | 71.0781
0 | 70.0781
0 | 69.0781
0 | 68.0781
0 | 67.0781
0 | 66.0781
0 | 65.0781
0 | 64.0781
0 | 63.0781
0.018229 | 62.625
0.03125 | 62.5625
0.041667 | 62.8125
0.049479 | 63.2969
0.036458 | 63.3906
0.036458 | 63.4844
0.015625 | 62.9531
0 | 61.9531
0 | 60.9531
0 | 59.9531
0 | 58.9531
0 | 57.9531
0 | 56.9531
0 | 55.9531
0 | 54.9531
0 | 53.9531
0 | 52.9531
0 | 51.9531
0 | 50.9531
0 | 49.9531
0 | 48.9531
0 | 47.9531
0 | 46.9531
0.010417 | 46.2656
0.083333 | 47.7656
0.17708 | 52.0781
0.23438 | 58.1094
0.27083 | 65.2344
0.26042 | 72.0469
0.16927 | 76.125
0.10677 | 78.3281
0.023438 | 78.0312
0 | 77.0312
0 | 76.0312
0 | 75.0312
0 | 74.0312
0 | 73.0312
0 | 72.0312
0 | 71.0312
0 | 70.0312
0 | 69.0312
0 | 68.0312
0 | 67.0312
0 | 66.0312
0 | 65.0312
0 | 64.0312
0 | 63.0312
0.044271 | 63.3594
0.11979 | 65.9531
0.23177 | 71.9062
0.3151 | 80
0.40885 | 80
0.35677 | 80
0.1901 | 80
0.083333 | 80
0.039062 | 80
0 | 79
0 | 78
0 | 77
0 | 76
0 | 75
0 | 74
0 | 73
0 | 72
0 | 71
0 | 70
0 | 69
0 | 68
0 | 67
0 | 66
0 | 65
0.041667 | 65.25
0.10677 | 67.4531
0.16927 | 71.5312
0.22396 | 77.25
0.21615 | 80
0.13542 | 80
0.11458 | 80
0.065104 | 80
0.013021 | 79.3906
0 | 78.3906
0 | 77.3906
0 | 76.3906
0 | 75.3906
0 | 74.3906
0 | 73.3906
0 | 72.3906
0 | 71.3906
0 | 70.3906
0 | 69.3906
0 | 68.3906
0 | 67.3906
0 | 66.3906
0 | 65.3906
0 | 64.3906
0.0052083 | 63.5469
0.03125 | 63.4844
0.078125 | 64.8281
0.10938 | 67.1094
0.11979 | 69.7031
0.11198 | 72.0625
0.10156 | 74.1094
0.067708 | 75.1406
0.015625 | 74.6094
0 | 73.6094
0 | 72.6094
0 | 71.6094
0 | 70.6094
0 | 69.6094
0 | 68.6094
0 | 67.6094
0 | 66.6094
0 | 65.6094
0 | 64.6094
0 | 63.6094
0 | 62.6094
0 | 61.6094
0 | 60.6094
0 | 59.6094
0.0078125 | 58.8438
0.067708 | 59.875
0.16406 | 63.7969
0.1849 | 68.3438
0.29688 | 76.25
0.34375 | 80
0.28646 | 80
0.17448 | 80
0.049479 | 80
0 | 79
0 | 78
0 | 77
0 | 76
0 | 75
0 | 74
0 | 73
0 | 72
0 | 71
0 | 70
0 | 69
0 | 68
0 | 67
0 | 66
0 | 65
0.013021 | 64.3906
0.075521 | 65.6562
0.15625 | 69.3438
0.19271 | 74.125
0.19792 | 79.0625
0.1875 | 80
0.14583 | 80
0.070312 | 80
0.03125 | 79.9375
0.0026042 | 79.0156
0 | 78.0156
0 | 77.0156
0 | 76.0156
0 | 75.0156
0 | 74.0156
0 | 73.0156
0 | 72.0156
0 | 71.0156
0 | 70.0156
0 | 69.0156
0 | 68.0156
0 | 67.0156
0 | 66.0156
0 | 65.0156
0.046875 | 65.4219
0.19271 | 70.2031
0.33594 | 79.2812
0.39323 | 80
0.39323 | 80
0.39844 | 80
0.35156 | 80
0.20573 | 80
0.054688 | 80
0 | 79
0 | 78
0 | 77
0 | 76
0 | 75
0 | 74
0 | 73
0 | 72
0 | 71
0 | 70
0 | 69
0 | 68
0 | 67
0 | 66
0 | 65
0.072917 | 66.1875
0.1901 | 70.8906
0.39323 | 80
0.47396 | 80
0.59896 | 80
0.63802 | 80
0.24219 | 80
0.26302 | 80
0.054688 | 80
0.0026042 | 79.0781
0 | 78.0781
0 | 77.0781
0 | 76.0781
0 | 75.0781
0 | 74.0781
0 | 73.0781
0 | 72.0781
0 | 71.0781
0 | 70.0781
0 | 69.0781
0 | 68.0781
0 | 67.0781
0 | 66.0781
0 | 65.0781
0.03125 | 65.0156
0.15885 | 68.7812
0.22656 | 74.5781
0.27083 | 80
0.30208 | 80
0.21354 | 80
0.16406 | 80
0.054688 | 80
0.0052083 | 79.1562
0 | 78.1562
0 | 77.1562
0 | 76.1562
0 | 75.1562
0 | 74.1562
0 | 73.1562
0 | 72.1562
0 | 71.1562
0 | 70.1562
0 | 69.1562
0 | 68.1562
0 | 67.1562
0 | 66.1562
0 | 65.1562
0 | 64.1562
0.0078125 | 63.3906
0.036458 | 63.4844
0.059896 | 64.2812
0.10156 | 66.3281
0.13542 | 69.3906
0.10677 | 71.5938
0.067708 | 72.625
0.046875 | 73.0312
0.015625 | 72.5
0 | 71.5
0 | 70.5
0 | 69.5
0 | 68.5
0 | 67.5
0 | 66.5
0 | 65.5
0 | 64.5
0 | 63.5
0 | 62.5
0 | 61.5
0 | 60.5
0 | 59.5
0 | 58.5
0 | 57.5
0.041667 | 57.75
0.11198 | 60.1094
0.16406 | 64.0312
0.16146 | 67.875
0.15365 | 71.4844
0.10677 | 73.6875
0.11458 | 76.125
0.054688 | 76.7656
0.013021 | 76.1562
0 | 75.1562
0 | 74.1562
0 | 73.1562
0 | 72.1562
0 | 71.1562
0 | 70.1562
0 | 69.1562
0 | 68.1562
0 | 67.1562
0 | 66.1562
0 | 65.1562
0 | 64.1562
0 | 63.1562
0 | 62.1562
0 | 61.1562
0.046875 | 61.5625
0.17969 | 65.9531
0.27083 | 73.0781
0.40885 | 80
0.52083 | 80
0.47135 | 80
0.35938 | 80
0.19531 | 80
0.072917 | 80
0 | 79
0 | 78
0 | 77
0 | 76
0 | 75
0 | 74
0 | 73
0 | 72
0 | 71
0 | 70
0 | 69
0 | 68
0 | 67
0 | 66
0.0052083 | 65.1562
0.13802 | 68.2969
0.25 | 74.7969
0.40104 | 80
0.48698 | 80
0.5026 | 80
0.48177 | 80
0.26042 | 80
0.1224 | 80
0.036458 | 80
0.0026042 | 79.0781
0 | 78.0781
0 | 77.0781
0 | 76.0781
0 | 75.0781
0 | 74.0781
0 | 73.0781
0 | 72.0781
0 | 71.0781
0 | 70.0781
0 | 69.0781
0 | 68.0781
0 | 67.0781
0 | 66.0781
0.0026042 | 65.1562
0.11719 | 67.6719
0.375 | 77.9219
0.5625 | 80
0.70312 | 80
0.75781 | 80
0.70833 | 80
0.59115 | 80
0.39062 | 80
0.1276 | 80
0.0052083 | 79.1562
0 | 78.1562
0 | 77.1562
0 | 76.1562
0 | 75.1562
0 | 74.1562
0 | 73.1562
0 | 72.1562
0 | 71.1562
0 | 70.1562
0 | 69.1562
0 | 68.1562
0 | 67.1562
0 | 66.1562
0 | 65.1562
0.018229 | 64.7031
0.059896 | 65.5
0.10156 | 67.5469
0.125 | 70.2969
0.11198 | 72.6562
0.098958 | 74.625
0.075521 | 75.8906
0.067708 | 76.9219
0.023438 | 76.625
0.0026042 | 75.7031
0 | 74.7031
0 | 73.7031
0 | 72.7031
0 | 71.7031
0 | 70.7031
0 | 69.7031
0 | 68.7031
0 | 67.7031
0 | 66.7031
0 | 65.7031
0 | 64.7031
0 | 63.7031
0 | 62.7031
0 | 61.7031
0.13542 | 64.7656
0.33333 | 73.7656
0.44531 | 80
0.48958 | 80
0.48958 | 80
0.50521 | 80
0.40625 | 80
0.0625 | 80
0.078125 | 80
0.0052083 | 79.1562
0 | 78.1562
0 | 77.1562
0 | 76.1562
0 | 75.1562
0 | 74.1562
0 | 73.1562
0 | 72.1562
0 | 71.1562
0 | 70.1562
0 | 69.1562
0 | 68.1562
0 | 67.1562
0 | 66.1562
0.0026042 | 65.2344
0.039062 | 65.4062
0.11198 | 67.7656
0.1875 | 72.3906
0.23438 | 78.4219
0.22396 | 80
0.30208 | 80
0.29948 | 80
0.17969 | 80
0.052083 | 80
0 | 79
0 | 78
0 | 77
0 | 76
0 | 75
0 | 74
0 | 73
0 | 72
0 | 71
0 | 70
0 | 69
0 | 68
0 | 67
0 | 66
0 | 65
0.013021 | 64.3906
0.046875 | 64.7969
0.091146 | 66.5312
0.17708 | 70.8438
0.24479 | 77.1875
0.29167 | 80
0.28125 | 80
0.20573 | 80
0.067708 | 80
0.0052083 | 79.1562
0 | 78.1562
0 | 77.1562
0 | 76.1562
0 | 75.1562
0 | 74.1562
0 | 73.1562
0 | 72.1562
0 | 71.1562
0 | 70.1562
0 | 69.1562
0 | 68.1562
0 | 67.1562
0 | 66.1562
0 | 65.1562
0.023438 | 64.8594
0.052083 | 65.4219
0.098958 | 67.3906
0.11979 | 69.9844
0.16927 | 74.0625
0.21094 | 79.3906
0.20312 | 80
0.1849 | 80
0.052083 | 80
0.0026042 | 79.0781
0 | 78.0781
0 | 77.0781
0 | 76.0781
0 | 75.0781
0 | 74.0781
0 | 73.0781
0 | 72.0781
0 | 71.0781
0 | 70.0781
0 | 69.0781
0 | 68.0781
0 | 67.0781
0 | 66.0781
0.0026042 | 65.1562
0.049479 | 65.6406
0.17188 | 69.7969
0.375 | 80
0.38542 | 80
0.39844 | 80
0.32552 | 80
0.34896 | 80
0.17188 | 80
0.0625 | 80
0.0052083 | 79.1562
0 | 78.1562
0 | 77.1562
0 | 76.1562
0 | 75.1562
0 | 74.1562
0 | 73.1562
0 | 72.1562
0 | 71.1562
0 | 70.1562
0 | 69.1562
0 | 68.1562
0 | 67.1562
0 | 66.1562
0.0052083 | 65.3125
0.15625 | 69
0.4401 | 80
0.63281 | 80
0.64323 | 80
0.63021 | 80
0.625 | 80
0.63281 | 80
0.4375 | 80
0.1276 | 80
0.0026042 | 79.0781
0 | 78.0781
0 | 77.0781
0 | 76.0781
0 | 75.0781
0 | 74.0781
0 | 73.0781
0 | 72.0781
0 | 71.0781
0 | 70.0781
0 | 69.0781
0 | 68.0781
0 | 67.0781
0 | 66.0781
0 | 65.0781
0.041667 | 65.3281
0.13021 | 68.2344
0.15104 | 71.7656
0.21875 | 77.3281
0.28125 | 80
0.27604 | 80
0.28125 | 80
0.11979 | 80
0.033854 | 80
0 | 79
0 | 78
0 | 77
0 | 76
0 | 75
0 | 74
0 | 73
0 | 72
0 | 71
0 | 70
0 | 69
0 | 68
0 | 67
0 | 66
0 | 65
0.013021 | 64.3906
0.044271 | 64.7188
0.091146 | 66.4531
0.125 | 69.2031
0.14062 | 72.4219
0.13802 | 75.5625
0.1276 | 78.3906
0.096354 | 80
0.036458 | 80
0.0026042 | 79.0781
0 | 78.0781
0 | 77.0781
0 | 76.0781
0 | 75.0781
0 | 74.0781
0 | 73.0781
0 | 72.0781
0 | 71.0781
0 | 70.0781
0 | 69.0781
0 | 68.0781
0 | 67.0781
0 | 66.0781
0 | 65.0781
0.041667 | 65.3281
0.15365 | 68.9375
0.26042 | 75.75
0.33854 | 80
0.34375 | 80
0.34375 | 80
0.28385 | 80
0.17188 | 80
0.0625 | 80
0.0052083 | 79.1562
0 | 78.1562
0 | 77.1562
0 | 76.1562
0 | 75.1562
0 | 74.1562
0 | 73.1562
0 | 72.1562
0 | 71.1562
0 | 70.1562
0 | 69.1562
0 | 68.1562
0 | 67.1562
0 | 66.1562
0 | 65.1562
0.033854 | 65.1719
0.14062 | 68.3906
0.25521 | 75.0469
0.3776 | 80
0.38802 | 80
0.44271 | 80
0.4349 | 80
0.35677 | 80
0.13802 | 80
0.0078125 | 79.2344
0 | 78.2344
0 | 77.2344
0 | 76.2344
0 | 75.2344
0 | 74.2344
0 | 73.2344
0 | 72.2344
0 | 71.2344
0 | 70.2344
0 | 69.2344
0 | 68.2344
0 | 67.2344
0 | 66.2344
0 | 65.2344
0.0026042 | 64.3125
0.010417 | 63.625
0.039062 | 63.7969
0.044271 | 64.125
0.085938 | 65.7031
0.078125 | 67.0469
0.067708 | 68.0781
0.03125 | 68.0156
0.023438 | 67.7188
0.0026042 | 66.7969
0 | 65.7969
0 | 64.7969
0 | 63.7969
0 | 62.7969
0 | 61.7969
0 | 60.7969
0 | 59.7969
0 | 58.7969
0 | 57.7969
0 | 56.7969
0 | 55.7969
0 | 54.7969
0 | 53.7969
0 | 52.7969
0.0026042 | 51.875
0.015625 | 51.3438
0.033854 | 51.3594
0.057292 | 52.0781
0.075521 | 53.3438
0.072917 | 54.5312
0.065104 | 55.4844
0.036458 | 55.5781
0.010417 | 54.8906
0.0026042 | 53.9688
0 | 52.9688
0 | 51.9688
0 | 50.9688
0 | 49.9688
0 | 48.9688
0 | 47.9688
0 | 46.9688
0 | 45.9688
0 | 44.9688
0 | 43.9688
0 | 42.9688
0 | 41.9688
0 | 40.9688
0 | 39.9688
0.013021 | 39.3594
0.036458 | 39.4531
0.0625 | 40.3281
0.080729 | 41.75
0.09375 | 43.5625
0.10156 | 45.6094
0.098958 | 47.5781
0.083333 | 49.0781
0.041667 | 49.3281
0.0026042 | 48.4062
0 | 47.4062
0 | 46.4062
0 | 45.4062
0 | 44.4062
0 | 43.4062
0 | 42.4062
0 | 41.4062
0 | 40.4062
0 | 39.4062
0 | 38.4062
0 | 37.4062
0 | 36.4062
0 | 35.4062
0.0026042 | 34.4844
0.0052083 | 33.6406
0.028646 | 33.5
0.088542 | 35.1562
0.10156 | 37.2031
0.09375 | 39.0156
0.083333 | 40.5156
0.088542 | 42.1719
0.072917 | 43.3594
0.044271 | 43.6875
0.0026042 | 42.7656
0 | 41.7656
0 | 40.7656
0 | 39.7656
0 | 38.7656
0 | 37.7656
0 | 36.7656
0 | 35.7656
0 | 34.7656
0 | 33.7656
0 | 32.7656
0 | 31.7656
0 | 30.7656
0 | 29.7656
0 | 28.7656
0.0052083 | 27.9219
0.015625 | 27.3906
0.023438 | 27.0938
0.028646 | 26.9531
0.033854 | 26.9688
0.03125 | 26.9062
0.020833 | 26.5312
0.0078125 | 25.7656
0.0026042 | 24.8438
0 | 23.8438
0 | 22.8438
0 | 21.8438
0 | 20.8438
0 | 19.8438
0 | 18.8438
0 | 17.8438
0 | 16.8438
0 | 15.8438
0 | 14.8438
0 | 13.8438
0 | 12.8438
0 | 11.8438
0 | 10.8438
0.0026042 | 9.9219
0.028646 | 9.7812
0.075521 | 11.0469
0.11198 | 13.4062
0.14062 | 16.625
0.15885 | 20.3906
0.19531 | 25.25
0.20312 | 30.3438
0.17188 | 34.5
0.052083 | 35.0625
0.0052083 | 34.2188
0 | 33.2188
0 | 32.2188
0 | 31.2188
0 | 30.2188
0 | 29.2188
0 | 28.2188
0 | 27.2188
0 | 26.2188
0 | 25.2188
0 | 24.2188
0 | 23.2188
0 | 22.2188
0 | 21.2188
0.0026042 | 20.2969
0.0625 | 21.1719
0.14062 | 24.3906
0.16406 | 28.3125
0.18229 | 32.7812
0.17188 | 36.9375
0.1849 | 41.4844
0.14844 | 44.9375
0.080729 | 46.3594
0.033854 | 46.375
0.0078125 | 45.6094
0 | 44.6094
0 | 43.6094
0 | 42.6094
0 | 41.6094
0 | 40.6094
0 | 39.6094
0 | 38.6094
0 | 37.6094
0 | 36.6094
0 | 35.6094
0 | 34.6094
0 | 33.6094
0 | 32.6094
0.0052083 | 31.7656
0.054688 | 32.4062
0.14062 | 35.625
0.36719 | 45.6406
0.63021 | 63.5469
0.72396 | 80
0.73958 | 80
0.69792 | 80
0.52604 | 80
0.2526 | 80
0.03125 | 79.9375
0 | 78.9375
0 | 77.9375
0 | 76.9375
0 | 75.9375
0 | 74.9375
0 | 73.9375
0 | 72.9375
0 | 71.9375
0 | 70.9375
0 | 69.9375
0 | 68.9375
0 | 67.9375
0 | 66.9375
0 | 65.9375
0.036458 | 66.0312
0.15365 | 69.6406
0.19531 | 74.5
0.21354 | 79.9062
0.22396 | 80
0.22656 | 80
0.18229 | 80
0.10938 | 80
0.057292 | 80
0.0078125 | 79.2344
0 | 78.2344
0 | 77.2344
0 | 76.2344
0 | 75.2344
0 | 74.2344
0 | 73.2344
0 | 72.2344
0 | 71.2344
0 | 70.2344
0 | 69.2344
0 | 68.2344
0 | 67.2344
0 | 66.2344
0.0026042 | 65.3125
0.036458 | 65.4062
0.083333 | 66.9062
0.15365 | 70.5156
0.36458 | 80
0.57812 | 80
0.61979 | 80
0.64323 | 80
0.39323 | 80
0.26302 | 80
0.039062 | 80
0 | 79
0 | 78
0 | 77
0 | 76
0 | 75
0 | 74
0 | 73
0 | 72
0 | 71
0 | 70
0 | 69
0 | 68
0 | 67
0.033854 | 67.0156
0.11979 | 69.6094
0.23698 | 75.7188
0.29948 | 80
0.32552 | 80
0.36719 | 80
0.32812 | 80
0.25 | 80
0.16927 | 80
0.085938 | 80
0.013021 | 79.3906
0 | 78.3906
0 | 77.3906
0 | 76.3906
0 | 75.3906
0 | 74.3906
0 | 73.3906
0 | 72.3906
0 | 71.3906
0 | 70.3906
0 | 69.3906
0 | 68.3906
0 | 67.3906
0 | 66.3906
0.0026042 | 65.4688
0.11719 | 67.9844
0.30729 | 76.2031
0.33854 | 80
0.59896 | 80
0.66146 | 80
0.58333 | 80
0.54167 | 80
0.36458 | 80
0.21875 | 80
0.023438 | 79.7031
0 | 78.7031
0 | 77.7031
0 | 76.7031
0 | 75.7031
0 | 74.7031
0 | 73.7031
0 | 72.7031
0 | 71.7031
0 | 70.7031
0 | 69.7031
0 | 68.7031
0 | 67.7031
0 | 66.7031
0.020833 | 66.3281
0.10677 | 68.5312
0.20833 | 73.7812
0.28385 | 80
0.22917 | 80
0.11458 | 80
0.078125 | 80
0.057292 | 80
0.03125 | 79.9375
0.010417 | 79.25
0 | 78.25
0 | 77.25
0 | 76.25
0 | 75.25
0 | 74.25
0 | 73.25
0 | 72.25
0 | 71.25
0 | 70.25
0 | 69.25
0 | 68.25
0 | 67.25
0 | 66.25
0 | 65.25
0 | 64.25
0.0052083 | 63.4062
0.020833 | 63.0312
0.070312 | 64.1406
0.1224 | 66.8125
0.052083 | 67.375
0.041667 | 67.625
0.039062 | 67.7969
0.036458 | 67.8906
0.020833 | 67.5156
0.0078125 | 66.75
0 | 65.75
0 | 64.75
0 | 63.75
0 | 62.75
0 | 61.75
0 | 60.75
0 | 59.75
0 | 58.75
0 | 57.75
0 | 56.75
0 | 55.75
0 | 54.75
0 | 53.75
0.0052083 | 52.9062
0.013021 | 52.2969
0.046875 | 52.7031
0.10156 | 54.75
0.14323 | 58.0469
0.1849 | 62.5938
0.19531 | 67.4531
0.17188 | 71.6094
0.13542 | 74.6719
0.09375 | 76.4844
0.020833 | 76.1094
0 | 75.1094
0 | 74.1094
0 | 73.1094
0 | 72.1094
0 | 71.1094
0 | 70.1094
0 | 69.1094
0 | 68.1094
0 | 67.1094
0 | 66.1094
0 | 65.1094
0 | 64.1094
0 | 63.1094
0.0052083 | 62.2656
0.039062 | 62.4375
0.070312 | 63.5469
0.1224 | 66.2188
0.17448 | 70.4531
0.27083 | 77.5781
0.40365 | 80
0.43229 | 80
0.3776 | 80
0.27083 | 80
0.049479 | 80
0 | 79
0 | 78
0 | 77
0 | 76
0 | 75
0 | 74
0 | 73
0 | 72
0 | 71
0 | 70
0 | 69
0 | 68
0 | 67
0.0052083 | 66.1562
0.036458 | 66.25
0.046875 | 66.6562
0.0625 | 67.5312
0.072917 | 68.7188
0.078125 | 70.0625
0.078125 | 71.4062
0.059896 | 72.2031
0.039062 | 72.375
0.023438 | 72.0781
0.0052083 | 71.2344
0 | 70.2344
0 | 69.2344
0 | 68.2344
0 | 67.2344
0 | 66.2344
0 | 65.2344
0 | 64.2344
0 | 63.2344
0 | 62.2344
0 | 61.2344
0 | 60.2344
0 | 59.2344
0 | 58.2344
0.015625 | 57.7031
0.072917 | 58.8906
0.21354 | 64.2969
0.28906 | 71.9688
0.3099 | 80
0.28385 | 80
0.30469 | 80
0.33594 | 80
0.31771 | 80
0.15625 | 80
0.023438 | 79.7031
0 | 78.7031
0 | 77.7031
0 | 76.7031
0 | 75.7031
0 | 74.7031
0 | 73.7031
0 | 72.7031
0 | 71.7031
0 | 70.7031
0 | 69.7031
0 | 68.7031
0 | 67.7031
0 | 66.7031
0.0026042 | 65.7812
0.026042 | 65.5625
0.14062 | 68.7812
0.30729 | 77
0.35677 | 80
0.45573 | 80
0.48698 | 80
0.5599 | 80
0.19271 | 80
0.3151 | 80
0.075521 | 80
0 | 79
0 | 78
0 | 77
0 | 76
0 | 75
0 | 74
0 | 73
0 | 72
0 | 71
0 | 70
0 | 69
0 | 68
0 | 67
0.072917 | 68.1875
0.32292 | 76.875
0.58073 | 80
0.6224 | 80
0.66146 | 80
0.6901 | 80
0.70573 | 80
0.57812 | 80
0.23698 | 80
0.28125 | 80
0.088542 | 80
0 | 79
0 | 78
0 | 77
0 | 76
0 | 75
0 | 74
0 | 73
0 | 72
0 | 71
0 | 70
0 | 69
0 | 68
0 | 67
0.080729 | 68.4219
0.3125 | 76.7969
0.5625 | 80
0.71875 | 80
0.78646 | 80
0.51562 | 80
0.26823 | 80
0.48438 | 80
0.3099 | 80
0.33594 | 80
0.085938 | 80
0 | 79
0 | 78
0 | 77
0 | 76
0 | 75
0 | 74
0 | 73
0 | 72
0 | 71
0 | 70
0 | 69
0 | 68
0 | 67
0.044271 | 67.3281
0.19531 | 72.1875
0.47917 | 80
0.67969 | 80
0.64844 | 80
0.23958 | 80
0.34375 | 80
0.38021 | 80
0.39844 | 80
0.27083 | 80
0.057292 | 80
0 | 79
0 | 78
0 | 77
0 | 76
0 | 75
0 | 74
0 | 73
0 | 72
0 | 71
0 | 70
0 | 69
0 | 68
0 | 67
0.020833 | 66.625
0.1276 | 69.4531
0.20312 | 74.5469
0.11719 | 77.0625
0.26823 | 80
0.40885 | 80
0.34896 | 80
0.32812 | 80
0.19531 | 80
0.091146 | 80
0.015625 | 79.4688
0 | 78.4688
0 | 77.4688
0 | 76.4688
0 | 75.4688
0 | 74.4688
0 | 73.4688
0 | 72.4688
0 | 71.4688
0 | 70.4688
0 | 69.4688
0 | 68.4688
0 | 67.4688
0 | 66.4688
0.0052083 | 65.625
0.067708 | 66.6562
0.16146 | 70.5
0.26823 | 77.5469
0.375 | 80
0.55469 | 80
0.60417 | 80
0.57552 | 80
0.50781 | 80
0.32552 | 80
0.10156 | 80
0 | 79
0 | 78
0 | 77
0 | 76
0 | 75
0 | 74
0 | 73
0 | 72
0 | 71
0 | 70
0 | 69
0 | 68
0 | 67
0.075521 | 68.2656
0.30208 | 76.3281
0.50781 | 80
0.60938 | 80
0.65104 | 80
0.6901 | 80
0.65885 | 80
0.47656 | 80
0.27604 | 80
0.23958 | 80
0.11719 | 80
0 | 79
0 | 78
0 | 77
0 | 76
0 | 75
0 | 74
0 | 73
0 | 72
0 | 71
0 | 70
0 | 69
0 | 68
0 | 67
0.13542 | 70.0625
0.47135 | 80
0.73438 | 80
0.78646 | 80
0.8724 | 80
0.8724 | 80
0.8724 | 80
0.83594 | 80
0.60677 | 80
0.44792 | 80
0.13802 | 80
0 | 79
0 | 78
0 | 77
0 | 76
0 | 75
0 | 74
0 | 73
0 | 72
0 | 71
0 | 70
0 | 69
0 | 68
0 | 67
0.088542 | 68.6562
0.33854 | 77.8125
0.59896 | 80
0.69271 | 80
0.69531 | 80
0.71615 | 80
0.70312 | 80
0.6875 | 80
0.51302 | 80
0.32031 | 80
0.096354 | 80
0 | 79
0 | 78
0 | 77
0 | 76
0 | 75
0 | 74
0 | 73
0 | 72
0 | 71
0 | 70
0 | 69
0 | 68
0.0026042 | 67.0781
0.036458 | 67.1719
0.11458 | 69.6094
0.23698 | 75.7188
0.22917 | 80
0.3125 | 80
0.41146 | 80
0.44531 | 80
0.40885 | 80
0.24479 | 80
0.14323 | 80
0.039062 | 80
0 | 79
0 | 78
0 | 77
0 | 76
0 | 75
0 | 74
0 | 73
0 | 72
0 | 71
0 | 70
0 | 69
0 | 68
0 | 67
0.010417 | 66.3125
0.041667 | 66.5625
0.078125 | 67.9062
0.085938 | 69.4844
0.18229 | 73.9531
0.24219 | 80
0.29948 | 80
0.32552 | 80
0.26302 | 80
0.10938 | 80
0.028646 | 79.8594
0.0026042 | 78.9375
0 | 77.9375
0 | 76.9375
0 | 75.9375
0 | 74.9375
0 | 73.9375
0 | 72.9375
0 | 71.9375
0 | 70.9375
0 | 69.9375
0 | 68.9375
0 | 67.9375
0 | 66.9375
0.026042 | 66.7188
0.10417 | 68.8438
0.17448 | 73.0781
0.17188 | 77.2344
0.23438 | 80
0.32812 | 80
0.22917 | 80
0.23177 | 80
0.1849 | 80
0.10938 | 80
0.023438 | 79.7031
0 | 78.7031
0 | 77.7031
0 | 76.7031
0 | 75.7031
0 | 74.7031
0 | 73.7031
0 | 72.7031
0 | 71.7031
0 | 70.7031
0 | 69.7031
0 | 68.7031
0 | 67.7031
0 | 66.7031
0.0052083 | 65.8594
0.039062 | 66.0312
0.10156 | 68.0781
0.21615 | 73.5625
0.29948 | 80
0.3776 | 80
0.35417 | 80
0.25781 | 80
0.1901 | 80
0.15104 | 80
0.049479 | 80
0 | 79
0 | 78
0 | 77
0 | 76
0 | 75
0 | 74
0 | 73
0 | 72
0 | 71
0 | 70
0 | 69
0 | 68
0 | 67
0.026042 | 66.7812
0.11719 | 69.2969
0.2474 | 75.7188
0.38021 | 80
0.50781 | 80
0.48958 | 80
0.39844 | 80
0.3776 | 80
0.35417 | 80
0.2526 | 80
0.067708 | 80
0 | 79
0 | 78
0 | 77
0 | 76
0 | 75
0 | 74
0 | 73
0 | 72
0 | 71
0 | 70
0 | 69
0 | 68
0.0026042 | 67.0781
0.1276 | 69.9062
0.23698 | 76.0156
0.28906 | 80
0.51823 | 80
0.60156 | 80
0.59115 | 80
0.55208 | 80
0.47917 | 80
0.32292 | 80
0.20312 | 80
0.067708 | 80
0.0026042 | 79.0781
0 | 78.0781
0 | 77.0781
0 | 76.0781
0 | 75.0781
0 | 74.0781
0 | 73.0781
0 | 72.0781
0 | 71.0781
0 | 70.0781
0 | 69.0781
0 | 68.0781
0.0026042 | 67.1562
0.049479 | 67.6406
0.15104 | 71.1719
0.35938 | 80
0.42448 | 80
0.50521 | 80
0.40625 | 80
0.42969 | 80
0.34896 | 80
0.19792 | 80
0.11198 | 80
0.046875 | 80
0 | 79
0 | 78
0 | 77
0 | 76
0 | 75
0 | 74
0 | 73
0 | 72
0 | 71
0 | 70
0 | 69
0 | 68
0 | 67
0.026042 | 66.7812
0.11458 | 69.2188
0.28385 | 76.7344
0.29427 | 80
0.30208 | 80
0.34635 | 80
0.3776 | 80
0.32031 | 80
0.20573 | 80
0.11979 | 80
0.033854 | 80
0.0026042 | 79.0781
0 | 78.0781
0 | 77.0781
0 | 76.0781
0 | 75.0781
0 | 74.0781
0 | 73.0781
0 | 72.0781
0 | 71.0781
0 | 70.0781
0 | 69.0781
0 | 68.0781
0 | 67.0781
0.033854 | 67.0938
0.10417 | 69.2188
0.21615 | 74.7031
0.27083 | 80
0.34115 | 80
0.375 | 80
0.32292 | 80
0.35156 | 80
0.28125 | 80
0.16667 | 80
0.059896 | 80
0.0052083 | 79.1562
0 | 78.1562
0 | 77.1562
0 | 76.1562
0 | 75.1562
0 | 74.1562
0 | 73.1562
0 | 72.1562
0 | 71.1562
0 | 70.1562
0 | 69.1562
0 | 68.1562
0 | 67.1562
0.057292 | 67.875
0.21094 | 73.2031
0.44271 | 80
0.61979 | 80
0.66667 | 80
0.54688 | 80
0.45573 | 80
0.41927 | 80
0.32292 | 80
0.2474 | 80
0.096354 | 80
0 | 79
0 | 78
0 | 77
0 | 76
0 | 75
0 | 74
0 | 73
0 | 72
0 | 71
0 | 70
0 | 69
0 | 68
0.0052083 | 67.1562
0.14583 | 70.5312
0.4401 | 80
0.66667 | 80
0.73438 | 80
0.79948 | 80
0.79948 | 80
0.79688 | 80
0.79948 | 80
0.73698 | 80
0.49219 | 80
0.16406 | 80
0.0078125 | 79.2344
0 | 78.2344
0 | 77.2344
0 | 76.2344
0 | 75.2344
0 | 74.2344
0 | 73.2344
0 | 72.2344
0 | 71.2344
0 | 70.2344
0 | 69.2344
0 | 68.2344
0.010417 | 67.5469
0.20573 | 72.7188
0.52604 | 80
0.75781 | 80
0.83854 | 80
0.86719 | 80
0.86979 | 80
0.85677 | 80
0.82552 | 80
0.71875 | 80
0.5 | 80
0.17188 | 80
0.010417 | 79.3125
0 | 78.3125
0 | 77.3125
0 | 76.3125
0 | 75.3125
0 | 74.3125
0 | 73.3125
0 | 72.3125
0 | 71.3125
0 | 70.3125
0 | 69.3125
0 | 68.3125
0.020833 | 67.9375
0.1901 | 72.6406
0.44531 | 80
0.65365 | 80
0.79427 | 80
0.84635 | 80
0.86979 | 80
0.8724 | 80
0.85938 | 80
0.6276 | 80
0.48177 | 80
0.17448 | 80
0.0078125 | 79.2344
0 | 78.2344
0 | 77.2344
0 | 76.2344
0 | 75.2344
0 | 74.2344
0 | 73.2344
0 | 72.2344
0 | 71.2344
0 | 70.2344
0 | 69.2344
0 | 68.2344
0.015625 | 67.7031
0.19792 | 72.6406
0.51823 | 80
0.78125 | 80
0.86458 | 80
0.8724 | 80
0.8724 | 80
0.8724 | 80
0.86719 | 80
0.75781 | 80
0.48177 | 80
0.15885 | 80
0.010417 | 79.3125
0 | 78.3125
0 | 77.3125
0 | 76.3125
0 | 75.3125
0 | 74.3125
0 | 73.3125
0 | 72.3125
0 | 71.3125
0 | 70.3125
0 | 69.3125
0.0026042 | 68.3906
0.020833 | 68.0156
0.21875 | 73.5781
0.53906 | 80
0.77083 | 80
0.86458 | 80
0.86979 | 80
0.86719 | 80
0.86198 | 80
0.86198 | 80
0.73958 | 80
0.47396 | 80
0.16146 | 80
0.010417 | 79.3125
0 | 78.3125
0 | 77.3125
0 | 76.3125
0 | 75.3125
0 | 74.3125
0 | 73.3125
0 | 72.3125
0 | 71.3125
0 | 70.3125
0 | 69.3125
0 | 68.3125
0.015625 | 67.7812
0.16146 | 71.625
0.36198 | 80
0.60156 | 80
0.72917 | 80
0.79688 | 80
0.80729 | 80
0.7526 | 80
0.68229 | 80
0.51823 | 80
0.33333 | 80
0.1276 | 80
0.010417 | 79.3125
0 | 78.3125
0 | 77.3125
0 | 76.3125
0 | 75.3125
0 | 74.3125
0 | 73.3125
0 | 72.3125
0 | 71.3125
0 | 70.3125
0 | 69.3125
0 | 68.3125
0.018229 | 67.8594
0.19531 | 72.7188
0.43229 | 80
0.66667 | 80
0.83854 | 80
0.86458 | 80
0.85938 | 80
0.84635 | 80
0.80208 | 80
0.6849 | 80
0.47396 | 80
0.17188 | 80
0.010417 | 79.3125
0 | 78.3125
0 | 77.3125
0 | 76.3125
0 | 75.3125
0 | 74.3125
0 | 73.3125
0 | 72.3125
0 | 71.3125
0 | 70.3125
0 | 69.3125
0 | 68.3125
0.023438 | 68.0156
0.22656 | 73.8125
0.48958 | 80
0.6875 | 80
0.82812 | 80
0.80469 | 80
0.77344 | 80
0.77083 | 80
0.73438 | 80
0.65885 | 80
0.46615 | 80
0.18229 | 80
0.013021 | 79.3906
0 | 78.3906
0 | 77.3906
0 | 76.3906
0 | 75.3906
0 | 74.3906
0 | 73.3906
0 | 72.3906
0 | 71.3906
0 | 70.3906
0 | 69.3906
0 | 68.3906
0.023438 | 68.0938
0.24479 | 74.4375
0.57812 | 80
0.8099 | 80
0.8724 | 80
0.875 | 80
0.875 | 80
0.8724 | 80
0.84635 | 80
0.74219 | 80
0.48698 | 80
0.18229 | 80
0.010417 | 79.3125
0 | 78.3125
0 | 77.3125
0 | 76.3125
0 | 75.3125
0 | 74.3125
0 | 73.3125
0 | 72.3125
0 | 71.3125
0 | 70.3125
0 | 69.3125
0 | 68.3125
0.020833 | 67.9375
0.20052 | 72.9531
0.49479 | 80
0.66406 | 80
0.84896 | 80
0.78646 | 80
0.86458 | 80
0.85417 | 80
0.8099 | 80
0.6901 | 80
0.46615 | 80
0.1901 | 80
0.013021 | 79.3906
0 | 78.3906
0 | 77.3906
0 | 76.3906
0 | 75.3906
0 | 74.3906
0 | 73.3906
0 | 72.3906
0 | 71.3906
0 | 70.3906
0 | 69.3906
0 | 68.3906
0.036458 | 68.4844
0.2474 | 74.9062
0.55469 | 80
0.79427 | 80
0.86198 | 80
0.86719 | 80
0.86979 | 80
0.86979 | 80
0.85156 | 80
0.69792 | 80
0.40104 | 80
0.13021 | 80
0.010417 | 79.3125
0 | 78.3125
0 | 77.3125
0 | 76.3125
0 | 75.3125
0 | 74.3125
0 | 73.3125
0 | 72.3125
0 | 71.3125
0 | 70.3125
0 | 69.3125
0 | 68.3125
0.010417 | 67.625
0.075521 | 68.8906
0.1276 | 71.7188
0.13542 | 74.7812
0.13542 | 77.8438
0.13542 | 80
0.17188 | 80
0.1224 | 80
0.083333 | 80
0.052083 | 80
0.03125 | 79.9375
0.0078125 | 79.1719
0 | 78.1719
0 | 77.1719
0 | 76.1719
0 | 75.1719
0 | 74.1719
0 | 73.1719
0 | 72.1719
0 | 71.1719
0 | 70.1719
0 | 69.1719
0 | 68.1719
0 | 67.1719
0.0052083 | 66.3281
0.057292 | 67.0469
0.10417 | 69.1719
0.22135 | 74.8125
0.3099 | 80
0.32031 | 80
0.35156 | 80
0.38542 | 80
0.34375 | 80
0.28646 | 80
0.21094 | 80
0.088542 | 80
0.0078125 | 79.2344
0 | 78.2344
0 | 77.2344
0 | 76.2344
0 | 75.2344
0 | 74.2344
0 | 73.2344
0 | 72.2344
0 | 71.2344
0 | 70.2344
0 | 69.2344
0 | 68.2344
0.010417 | 67.5469
0.041667 | 67.7969
0.088542 | 69.4531
0.10156 | 71.5
0.18229 | 75.9688
0.16667 | 79.9688
0.13021 | 80
0.11979 | 80
0.098958 | 80
0.080729 | 80
0.044271 | 80
0.023438 | 79.7031
0.0026042 | 78.7812
0 | 77.7812
0 | 76.7812
0 | 75.7812
0 | 74.7812
0 | 73.7812
0 | 72.7812
0 | 71.7812
0 | 70.7812
0 | 69.7812
0 | 68.7812
0 | 67.7812
0.013021 | 67.1719
0.10677 | 69.375
0.30208 | 77.4375
0.39844 | 80
0.49479 | 80
0.51823 | 80
0.61458 | 80
0.59375 | 80
0.52344 | 80
0.47135 | 80
0.34115 | 80
0.15365 | 80
0.015625 | 79.4688
0 | 78.4688
0 | 77.4688
0 | 76.4688
0 | 75.4688
0 | 74.4688
0 | 73.4688
0 | 72.4688
0 | 71.4688
0 | 70.4688
0 | 69.4688
0 | 68.4688
0.026042 | 68.25
0.20833 | 73.5
0.45312 | 80
0.71354 | 80
0.71615 | 80
0.72656 | 80
0.63281 | 80
0.52083 | 80
0.31771 | 80
0.13021 | 80
0.0625 | 80
0.018229 | 79.5469
0.0026042 | 78.625
0 | 77.625
0 | 76.625
0 | 75.625
0 | 74.625
0 | 73.625
0 | 72.625
0 | 71.625
0 | 70.625
0 | 69.625
0 | 68.625
0 | 67.625
0.028646 | 67.4844
0.21615 | 72.9688
0.45573 | 80
0.59115 | 80
0.67448 | 80
0.67708 | 80
0.67969 | 80
0.68229 | 80
0.60156 | 80
0.4349 | 80
0.26823 | 80
0.11979 | 80
0.015625 | 79.4688
0 | 78.4688
0 | 77.4688
0 | 76.4688
0 | 75.4688
0 | 74.4688
0 | 73.4688
0 | 72.4688
0 | 71.4688
0 | 70.4688
0 | 69.4688
0 | 68.4688
0.044271 | 68.7969
0.23177 | 74.75
0.5 | 80
0.72396 | 80
0.6849 | 80
0.72396 | 80
0.73958 | 80
0.74479 | 80
0.70573 | 80
0.625 | 80
0.41667 | 80
0.14844 | 80
0.018229 | 79.5469
0 | 78.5469
0 | 77.5469
0 | 76.5469
0 | 75.5469
0 | 74.5469
0 | 73.5469
0 | 72.5469
0 | 71.5469
0 | 70.5469
0 | 69.5469
0 | 68.5469
0.020833 | 68.1719
0.091146 | 69.9062
0.21615 | 75.3906
0.28906 | 80
0.28125 | 80
0.30469 | 80
0.28385 | 80
0.22396 | 80
0.17969 | 80
0.15365 | 80
0.083333 | 80
0.028646 | 79.8594
0.0026042 | 78.9375
0 | 77.9375
0 | 76.9375
0 | 75.9375
0 | 74.9375
0 | 73.9375
0 | 72.9375
0 | 71.9375
0 | 70.9375
0 | 69.9375
0 | 68.9375
0 | 67.9375
0.0026042 | 67.0156
0.052083 | 67.5781
0.1224 | 70.25
0.22917 | 76.125
0.3099 | 80
0.44531 | 80
0.47396 | 80
0.41406 | 80
0.35417 | 80
0.3125 | 80
0.23177 | 80
0.11458 | 80
0.015625 | 79.4688
0 | 78.4688
0 | 77.4688
0 | 76.4688
0 | 75.4688
0 | 74.4688
0 | 73.4688
0 | 72.4688
0 | 71.4688
0 | 70.4688
0 | 69.4688
0 | 68.4688
0.049479 | 68.9531
0.27865 | 76.3125
0.47917 | 80
0.6276 | 80
0.6276 | 80
0.72656 | 80
0.77604 | 80
0.74219 | 80
0.69271 | 80
0.52083 | 80
0.31771 | 80
0.11719 | 80
0.015625 | 79.4688
0 | 78.4688
0 | 77.4688
0 | 76.4688
0 | 75.4688
0 | 74.4688
0 | 73.4688
0 | 72.4688
0 | 71.4688
0 | 70.4688
0 | 69.4688
0 | 68.4688
0.03125 | 68.4062
0.10417 | 70.5312
0.19792 | 75.4688
0.26302 | 80
0.2474 | 80
0.26823 | 80
0.35938 | 80
0.36719 | 80
0.28385 | 80
0.16667 | 80
0.13021 | 80
0.075521 | 80
0.013021 | 79.3906
0 | 78.3906
0 | 77.3906
0 | 76.3906
0 | 75.3906
0 | 74.3906
0 | 73.3906
0 | 72.3906
0 | 71.3906
0 | 70.3906
0 | 69.3906
0 | 68.3906
0.046875 | 68.7969
0.21615 | 74.2812
0.42188 | 80
0.58594 | 80
0.625 | 80
0.59635 | 80
0.59635 | 80
0.57031 | 80
0.51823 | 80
0.39323 | 80
0.24219 | 80
0.091146 | 80
0.015625 | 79.4688
0 | 78.4688
0 | 77.4688
0 | 76.4688
0 | 75.4688
0 | 74.4688
0 | 73.4688
0 | 72.4688
0 | 71.4688
0 | 70.4688
0 | 69.4688
0 | 68.4688
0.028646 | 68.3281
0.15104 | 71.8594
0.47396 | 80
0.52865 | 80
0.57812 | 80
0.58073 | 80
0.57552 | 80
0.59115 | 80
0.51302 | 80
0.46875 | 80
0.40885 | 80
0.16927 | 80
0.023438 | 79.7031
0 | 78.7031
0 | 77.7031
0 | 76.7031
0 | 75.7031
0 | 74.7031
0 | 73.7031
0 | 72.7031
0 | 71.7031
0 | 70.7031
0 | 69.7031
0.0026042 | 68.7812
0.052083 | 69.3438
0.23958 | 75.5312
0.47917 | 80
0.65104 | 80
0.65625 | 80
0.6276 | 80
0.5625 | 80
0.52344 | 80
0.57292 | 80
0.47396 | 80
0.27865 | 80
0.13021 | 80
0.023438 | 79.7031
0 | 78.7031
0 | 77.7031
0 | 76.7031
0 | 75.7031
0 | 74.7031
0 | 73.7031
0 | 72.7031
0 | 71.7031
0 | 70.7031
0 | 69.7031
0 | 68.7031
0.059896 | 69.5
0.26562 | 76.4688
0.45573 | 80
0.63021 | 80
0.49479 | 80
0.40365 | 80
0.45052 | 80
0.47656 | 80
0.47656 | 80
0.36458 | 80
0.29167 | 80
0.15365 | 80
0.023438 | 79.7031
0 | 78.7031
0 | 77.7031
0 | 76.7031
0 | 75.7031
0 | 74.7031
0 | 73.7031
0 | 72.7031
0 | 71.7031
0 | 70.7031
0 | 69.7031
0 | 68.7031
0.052083 | 69.2656
0.22135 | 74.9062
0.40885 | 80
0.53906 | 80
0.52865 | 80
0.63802 | 80
0.5026 | 80
0.38281 | 80
0.29167 | 80
0.19531 | 80
0.21615 | 80
0.09375 | 80
0.020833 | 79.625
0 | 78.625
0 | 77.625
0 | 76.625
0 | 75.625
0 | 74.625
0 | 73.625
0 | 72.625
0 | 71.625
0 | 70.625
0 | 69.625
0 | 68.625
0.036458 | 68.7188
0.11719 | 71.2344
0.20833 | 76.4844
0.2526 | 80
0.33594 | 80
0.4401 | 80
0.40885 | 80
0.36719 | 80
0.29948 | 80
0.28906 | 80
0.1901 | 80
0.096354 | 80
0.020833 | 79.625
0 | 78.625
0 | 77.625
0 | 76.625
0 | 75.625
0 | 74.625
0 | 73.625
0 | 72.625
0 | 71.625
0 | 70.625
0 | 69.625
0.0026042 | 68.7031
0.03125 | 68.6406
0.098958 | 70.6094
0.20833 | 75.8594
0.44531 | 80
0.45833 | 80
0.42188 | 80
0.41927 | 80
0.28125 | 80
0.17448 | 80
0.13021 | 80
0.1276 | 80
0.052083 | 80
0.013021 | 79.3906
0 | 78.3906
0 | 77.3906
0 | 76.3906
0 | 75.3906
0 | 74.3906
0 | 73.3906
0 | 72.3906
0 | 71.3906
0 | 70.3906
0 | 69.3906
0 | 68.3906
0.013021 | 67.7812
0.0625 | 68.6562
0.11719 | 71.1719
0.1849 | 75.7188
0.25781 | 80
0.26042 | 80
0.22396 | 80
0.21615 | 80
0.17448 | 80
0.15365 | 80
0.11198 | 80
0.046875 | 80
0.010417 | 79.3125
0 | 78.3125
0 | 77.3125
0 | 76.3125
0 | 75.3125
0 | 74.3125
0 | 73.3125
0 | 72.3125
0 | 71.3125
0 | 70.3125
0 | 69.3125
0 | 68.3125
0.020833 | 67.9375
0.078125 | 69.2812
0.1276 | 72.1094
0.16667 | 76.1094
0.21875 | 80
0.21094 | 80
0.17708 | 80
0.15365 | 80
0.13281 | 80
0.10677 | 80
0.065104 | 80
0.026042 | 79.7812
0.0026042 | 78.8594
0 | 77.8594
0 | 76.8594
0 | 75.8594
0 | 74.8594
0 | 73.8594
0 | 72.8594
0 | 71.8594
0 | 70.8594
0 | 69.8594
0 | 68.8594
0 | 67.8594
0.0026042 | 66.9375
0.018229 | 66.4844
0.067708 | 67.5156
0.10938 | 69.7969
0.16927 | 73.875
0.16406 | 77.7969
0.14062 | 80
0.15365 | 80
0.1224 | 80
0.10677 | 80
0.065104 | 80
0.028646 | 79.8594
0.0052083 | 79.0156
0 | 78.0156
0 | 77.0156
0 | 76.0156
0 | 75.0156
0 | 74.0156
0 | 73.0156
0 | 72.0156
0 | 71.0156
0 | 70.0156
0 | 69.0156
0 | 68.0156
0.026042 | 67.7969
0.096354 | 69.6875
0.22656 | 75.4844
0.19271 | 80
0.27344 | 80
0.24479 | 80
0.39062 | 80
0.42448 | 80
0.3776 | 80
0.31771 | 80
0.17188 | 80
0.085938 | 80
0.010417 | 79.3125
0 | 78.3125
0 | 77.3125
0 | 76.3125
0 | 75.3125
0 | 74.3125
0 | 73.3125
0 | 72.3125
0 | 71.3125
0 | 70.3125
0 | 69.3125
0.0026042 | 68.3906
0.041667 | 68.6406
0.14844 | 72.0938
0.2474 | 78.5156
0.30729 | 80
0.30208 | 80
0.375 | 80
0.38281 | 80
0.41927 | 80
0.38802 | 80
0.3151 | 80
0.15885 | 80
0.067708 | 80
0.013021 | 79.3906
0 | 78.3906
0 | 77.3906
0 | 76.3906
0 | 75.3906
0 | 74.3906
0 | 73.3906
0 | 72.3906
0 | 71.3906
0 | 70.3906
0 | 69.3906
0.0026042 | 68.4688
0.026042 | 68.25
0.10417 | 70.375
0.1849 | 74.9219
0.36979 | 80
0.5026 | 80
0.53646 | 80
0.56771 | 80
0.58073 | 80
0.55469 | 80
0.46875 | 80
0.32031 | 80
0.16667 | 80
0.03125 | 79.9375
0 | 78.9375
0 | 77.9375
0 | 76.9375
0 | 75.9375
0 | 74.9375
0 | 73.9375
0 | 72.9375
0 | 71.9375
0 | 70.9375
0 | 69.9375
0.0026042 | 69.0156
0.052083 | 69.5781
0.16927 | 73.6562
0.32552 | 80
0.6276 | 80
0.78906 | 80
0.84896 | 80
0.84896 | 80
0.83854 | 80
0.83594 | 80
0.76302 | 80
0.53385 | 80
0.25781 | 80
0.065104 | 80
0.054688 | 80
0.057292 | 80
0.057292 | 80
0.10938 | 80
0.1276 | 80
0.088542 | 80
0.059896 | 80
0.036458 | 80
0.028646 | 79.8594
0.026042 | 79.6406
0.03125 | 79.5781
0.16667 | 80
0.36198 | 80
0.52865 | 80
0.70833 | 80
0.8125 | 80
0.82292 | 80
0.82292 | 80
0.66667 | 80
0.80469 | 80
0.70573 | 80
0.50781 | 80
0.21875 | 80
0.1224 | 80
0.088542 | 80
0.059896 | 80
0.039062 | 80
0.033854 | 80
0.033854 | 80
0.010417 | 79.3125
0.0078125 | 78.5469
0.0078125 | 77.7812
0.0078125 | 77.0156
0.0078125 | 76.25
0.013021 | 75.6406
0.2526 | 80
0.39583 | 80
0.60677 | 80
0.72135 | 80
0.76042 | 80
0.76302 | 80
0.76302 | 80
0.84375 | 80
0.85417 | 80
0.77604 | 80
0.52604 | 80
0.20052 | 80
0.11719 | 80
0.14323 | 80
0.15885 | 80
0.20052 | 80
0.21615 | 80
0.21615 | 80
0.23698 | 80
0.24479 | 80
0.26042 | 80
0.26042 | 80
0.22917 | 80
0.020833 | 79.625
0.080729 | 80
0.24479 | 80
0.31771 | 80
0.55469 | 80
0.58333 | 80
0.55208 | 80
0.60677 | 80
0.59896 | 80
0.58594 | 80
0.48958 | 80
0.32292 | 80
0.14062 | 80
0.03125 | 79.9375
0 | 78.9375
0 | 77.9375
0 | 76.9375
0 | 75.9375
0 | 74.9375
0 | 73.9375
0 | 72.9375
0 | 71.9375
0 | 70.9375
0 | 69.9375
0.0052083 | 69.0938
0.075521 | 70.3594
0.21354 | 75.7656
0.36458 | 80
0.47656 | 80
0.5651 | 80
0.55208 | 80
0.41406 | 80
0.3151 | 80
0.28125 | 80
0.16927 | 80
0.125 | 80
0.075521 | 80
0.018229 | 79.5469
0 | 78.5469
0 | 77.5469
0 | 76.5469
0 | 75.5469
0 | 74.5469
0 | 73.5469
0 | 72.5469
0 | 71.5469
0 | 70.5469
0 | 69.5469
0 | 68.5469
0.026042 | 68.3281
0.083333 | 69.8281
0.11719 | 72.3438
0.13542 | 75.4062
0.22135 | 80
0.29688 | 80
0.32031 | 80
0.31771 | 80
0.30208 | 80
0.26042 | 80
0.16667 | 80
0.09375 | 80
0.028646 | 79.8594
0 | 78.8594
0 | 77.8594
0 | 76.8594
0 | 75.8594
0 | 74.8594
0 | 73.8594
0 | 72.8594
0 | 71.8594
0 | 70.8594
0 | 69.8594
0.0052083 | 69.0156
0.057292 | 69.7344
0.20833 | 74.9844
0.375 | 80
0.60938 | 80
0.69531 | 80
0.73958 | 80
0.6901 | 80
0.70833 | 80
0.76042 | 80
0.65625 | 80
0.46354 | 80
0.1901 | 80
0.036458 | 80
0 | 79
0 | 78
0 | 77
0 | 76
0 | 75
0 | 74
0 | 73
0 | 72
0 | 71
0 | 70
0.013021 | 69.3906
0.11979 | 71.9844
0.26562 | 78.9531
0.39062 | 80
0.53125 | 80
0.71875 | 80
0.8099 | 80
0.72656 | 80
0.70573 | 80
0.57031 | 80
0.51562 | 80
0.3099 | 80
0.16667 | 80
0.041667 | 80
0.0026042 | 79.0781
0 | 78.0781
0 | 77.0781
0 | 76.0781
0 | 75.0781
0 | 74.0781
0 | 73.0781
0 | 72.0781
0 | 71.0781
0 | 70.0781
0.0026042 | 69.1562
0.036458 | 69.25
0.15365 | 72.8594
0.30729 | 80
0.29948 | 80
0.43229 | 80
0.33333 | 80
0.23698 | 80
0.33073 | 80
0.28906 | 80
0.23438 | 80
0.19531 | 80
0.098958 | 80
0.023438 | 79.7031
0 | 78.7031
0 | 77.7031
0 | 76.7031
0 | 75.7031
0 | 74.7031
0 | 73.7031
0 | 72.7031
0 | 71.7031
0 | 70.7031
0 | 69.7031
0.0052083 | 68.8594
0.080729 | 70.2812
0.24479 | 76.625
0.54948 | 80
0.75521 | 80
0.82292 | 80
0.73698 | 80
0.70833 | 80
0.71615 | 80
0.70833 | 80
0.59635 | 80
0.42448 | 80
0.20573 | 80
0.036458 | 80
0 | 79
0 | 78
0 | 77
0 | 76
0 | 75
0 | 74
0 | 73
0 | 72
0 | 71
0 | 70
0.0078125 | 69.2344
0.091146 | 70.9688
0.33073 | 79.8906
0.61198 | 80
0.81771 | 80
0.85156 | 80
0.41406 | 80
0.76302 | 80
0.86719 | 80
0.80469 | 80
0.61458 | 80
0.50521 | 80
0.22656 | 80
0.041667 | 80
0 | 79
0 | 78
0 | 77
0 | 76
0 | 75
0 | 74
0 | 73
0 | 72
0 | 71
0 | 70
0.020833 | 69.625
0.098958 | 71.5938
0.19792 | 76.5312
0.45573 | 80
0.65885 | 80
0.82812 | 80
0.85156 | 80
0.81771 | 80
0.83333 | 80
0.64844 | 80
0.57292 | 80
0.41667 | 80
0.16667 | 80
0.039062 | 80
0 | 79
0 | 78
0 | 77
0 | 76
0 | 75
0 | 74
0 | 73
0 | 72
0 | 71
0.0026042 | 70.0781
0.013021 | 69.4688
0.09375 | 71.2812
0.3125 | 79.6562
0.52083 | 80
0.64062 | 80
0.59896 | 80
0.58073 | 80
0.58594 | 80
0.52604 | 80
0.45312 | 80
0.3724 | 80
0.23177 | 80
0.10417 | 80
0.033854 | 80
0 | 79
0 | 78
0 | 77
0 | 76
0 | 75
0 | 74
0 | 73
0 | 72
0 | 71
0.0026042 | 70.0781
0.0026042 | 69.1562
0.033854 | 69.1719
0.13021 | 72.0781
0.19271 | 76.8594
0.23698 | 80
0.33594 | 80
0.41927 | 80
0.43229 | 80
0.24219 | 80
0.27083 | 80
0.27344 | 80
0.22396 | 80
0.125 | 80
0.026042 | 79.7812
0 | 78.7812
0 | 77.7812
0 | 76.7812
0 | 75.7812
0 | 74.7812
0 | 73.7812
0 | 72.7812
0 | 71.7812
0 | 70.7812
0 | 69.7812
0.0052083 | 68.9375
0.026042 | 68.7188
0.10417 | 70.8438
0.21875 | 76.4062
0.28646 | 80
0.34115 | 80
0.42188 | 80
0.51302 | 80
0.5599 | 80
0.53646 | 80
0.43229 | 80
0.1875 | 80
0.054688 | 80
0.023438 | 79.7031
0.0026042 | 78.7812
0 | 77.7812
0 | 76.7812
0 | 75.7812
0 | 74.7812
0 | 73.7812
0 | 72.7812
0 | 71.7812
0 | 70.7812
0 | 69.7812
0.010417 | 69.0938
0.09375 | 70.9062
0.2474 | 77.3281
0.48438 | 80
0.46615 | 80
0.50781 | 80
0.55469 | 80
0.51562 | 80
0.46615 | 80
0.53385 | 80
0.6276 | 80
0.41406 | 80
0.20573 | 80
0.054688 | 80
0 | 79
0 | 78
0 | 77
0 | 76
0 | 75
0 | 74
0 | 73
0 | 72
0 | 71
0 | 70
0.015625 | 69.4688
0.1224 | 72.1406
0.3151 | 80
0.4974 | 80
0.67708 | 80
0.74479 | 80
0.76042 | 80
0.75521 | 80
0.67448 | 80
0.44792 | 80
0.35156 | 80
0.29688 | 80
0.11458 | 80
0.013021 | 79.3906
0 | 78.3906
0 | 77.3906
0 | 76.3906
0 | 75.3906
0 | 74.3906
0 | 73.3906
0 | 72.3906
0 | 71.3906
0 | 70.3906
0 | 69.3906
0.010417 | 68.7031
0.1224 | 71.375
0.38021 | 80
0.65104 | 80
0.8125 | 80
0.85938 | 80
0.84896 | 80
0.84635 | 80
0.83594 | 80
0.82812 | 80
0.71615 | 80
0.47917 | 80
0.21875 | 80
0.041667 | 80
0 | 79
0 | 78
0 | 77
0 | 76
0 | 75
0 | 74
0 | 73
0 | 72
0 | 71
0 | 70
0.013021 | 69.3906
0.11198 | 71.75
0.36458 | 80
0.625 | 80
0.79427 | 80
0.85938 | 80
0.8724 | 80
0.8724 | 80
0.86458 | 80
0.83333 | 80
0.70833 | 80
0.49479 | 80
0.22135 | 80
0.046875 | 80
0.0026042 | 79.0781
0 | 78.0781
0 | 77.0781
0 | 76.0781
0 | 75.0781
0 | 74.0781
0 | 73.0781
0 | 72.0781
0 | 71.0781
0 | 70.0781
0.015625 | 69.5469
0.11979 | 72.1406
0.32031 | 80
0.51823 | 80
0.67969 | 80
0.76302 | 80
0.78385 | 80
0.79688 | 80
0.78385 | 80
0.6875 | 80
0.52083 | 80
0.32812 | 80
0.17188 | 80
0.041667 | 80
0.0026042 | 79.0781
0 | 78.0781
0 | 77.0781
0 | 76.0781
0 | 75.0781
0 | 74.0781
0 | 73.0781
0 | 72.0781
0 | 71.0781
0 | 70.0781
0.0026042 | 69.1562
0.013021 | 68.5469
0.083333 | 70.0469
0.26302 | 76.9375
0.32812 | 80
0.35417 | 80
0.41927 | 80
0.44792 | 80
0.31771 | 80
0.42708 | 80
0.28646 | 80
0.20833 | 80
0.16406 | 80
0.049479 | 80
0.0052083 | 79.1562
0 | 78.1562
0 | 77.1562
0 | 76.1562
0 | 75.1562
0 | 74.1562
0 | 73.1562
0 | 72.1562
0 | 71.1562
0.0026042 | 70.2344
0.018229 | 69.7812
0.13542 | 72.8438
0.33073 | 80
0.54948 | 80
0.64844 | 80
0.66146 | 80
0.66927 | 80
0.6224 | 80
0.50521 | 80
0.45833 | 80
0.35677 | 80
0.28385 | 80
0.13281 | 80
0.033854 | 80
0.0026042 | 79.0781
0 | 78.0781
0 | 77.0781
0 | 76.0781
0 | 75.0781
0 | 74.0781
0 | 73.0781
0 | 72.0781
0 | 71.0781
0 | 70.0781
0.018229 | 69.625
0.098958 | 71.5938
0.23958 | 77.7812
0.40365 | 80
0.50781 | 80
0.50781 | 80
0.41406 | 80
0.35156 | 80
0.2474 | 80
0.14323 | 80
0.23698 | 80
0.36979 | 80
0.21094 | 80
0.057292 | 80
0.0052083 | 79.1562
0 | 78.1562
0 | 77.1562
0 | 76.1562
0 | 75.1562
0 | 74.1562
0 | 73.1562
0 | 72.1562
0 | 71.1562
0 | 70.1562
0.020833 | 69.7812
0.10938 | 72.0625
0.34115 | 80
0.5026 | 80
0.60677 | 80
0.27865 | 80
0.54167 | 80
0.79688 | 80
0.78125 | 80
0.73177 | 80
0.60417 | 80
0.45573 | 80
0.22135 | 80
0.054688 | 80
0.0026042 | 79.0781
0 | 78.0781
0 | 77.0781
0 | 76.0781
0 | 75.0781
0 | 74.0781
0 | 73.0781
0 | 72.0781
0 | 71.0781
0.0026042 | 70.1562
0.026042 | 69.9375
0.13021 | 72.8438
0.34635 | 80
0.53385 | 80
0.67708 | 80
0.65625 | 80
0.61979 | 80
0.64323 | 80
0.77604 | 80
0.73698 | 80
0.58333 | 80
0.41927 | 80
0.22656 | 80
0.0625 | 80
0.0052083 | 79.1562
0 | 78.1562
0 | 77.1562
0 | 76.1562
0 | 75.1562
0 | 74.1562
0 | 73.1562
0 | 72.1562
0 | 71.1562
0.0026042 | 70.2344
0.0052083 | 69.3906
0.044271 | 69.7188
0.10417 | 71.8438
0.1901 | 76.5469
0.16406 | 80
0.20052 | 80
0.34115 | 80
0.39583 | 80
0.49479 | 80
0.40365 | 80
0.6276 | 80
0.45052 | 80
0.22917 | 80
0.054688 | 80
0.0052083 | 79.1562
0 | 78.1562
0 | 77.1562
0 | 76.1562
0 | 75.1562
0 | 74.1562
0 | 73.1562
0 | 72.1562
0 | 71.1562
0 | 70.1562
0.023438 | 69.8594
0.11198 | 72.2188
0.3125 | 80
0.51823 | 80
0.66667 | 80
0.79427 | 80
0.78125 | 80
0.78646 | 80
0.7474 | 80
0.78646 | 80
0.66667 | 80
0.44531 | 80
0.23958 | 80
0.059896 | 80
0.010417 | 79.3125
0 | 78.3125
0 | 77.3125
0 | 76.3125
0 | 75.3125
0 | 74.3125
0 | 73.3125
0 | 72.3125
0 | 71.3125
0 | 70.3125
0.018229 | 69.8594
0.1276 | 72.6875
0.3724 | 80
0.60938 | 80
0.75521 | 80
0.8099 | 80
0.86198 | 80
0.83594 | 80
0.65625 | 80
0.79427 | 80
0.67188 | 80
0.47135 | 80
0.22656 | 80
0.065104 | 80
0.010417 | 79.3125
0 | 78.3125
0 | 77.3125
0 | 76.3125
0 | 75.3125
0 | 74.3125
0 | 73.3125
0 | 72.3125
0 | 71.3125
0 | 70.3125
0.023438 | 70.0156
0.15104 | 73.5469
0.33333 | 80
0.52083 | 80
0.5651 | 80
0.77604 | 80
0.78385 | 80
0.84375 | 80
0.79688 | 80
0.80729 | 80
0.65625 | 80
0.42188 | 80
0.20833 | 80
0.057292 | 80
0.0078125 | 79.2344
0 | 78.2344
0 | 77.2344
0 | 76.2344
0 | 75.2344
0 | 74.2344
0 | 73.2344
0 | 72.2344
0 | 71.2344
0 | 70.2344
0.013021 | 69.625
0.067708 | 70.6562
0.15625 | 74.3438
0.22917 | 80
0.24219 | 80
0.23177 | 80
0.2526 | 80
0.30729 | 80
0.36198 | 80
0.32552 | 80
0.28906 | 80
0.14062 | 80
0.085938 | 80
0.039062 | 80
0.0078125 | 79.2344
0 | 78.2344
0 | 77.2344
0 | 76.2344
0 | 75.2344
0 | 74.2344
0 | 73.2344
0 | 72.2344
0 | 71.2344
0 | 70.2344
0.0026042 | 69.3125
0.085938 | 70.8906
0.17448 | 75.125
0.44531 | 80
0.48177 | 80
0.50521 | 80
0.67708 | 80
0.73177 | 80
0.61979 | 80
0.57552 | 80
0.43229 | 80
0.34375 | 80
0.20052 | 80
0.054688 | 80
0.0052083 | 79.1562
0 | 78.1562
0 | 77.1562
0 | 76.1562
0 | 75.1562
0 | 74.1562
0 | 73.1562
0 | 72.1562
0 | 71.1562
0 | 70.1562
0.023438 | 69.8594
0.14583 | 73.2344
0.15625 | 76.9219
0.33594 | 80
0.78906 | 80
0.84635 | 80
0.84635 | 80
0.8099 | 80
0.79688 | 80
0.63802 | 80
0.40625 | 80
0.26302 | 80
0.13021 | 80
0.044271 | 80
0.0052083 | 79.1562
0 | 78.1562
0 | 77.1562
0 | 76.1562
0 | 75.1562
0 | 74.1562
0 | 73.1562
0 | 72.1562
0 | 71.1562
0 | 70.1562
0.0026042 | 69.2344
0.026042 | 69.0156
0.11458 | 71.4531
0.21354 | 76.8594
0.30469 | 80
0.35156 | 80
0.34896 | 80
0.30729 | 80
0.30729 | 80
0.25 | 80
0.24219 | 80
0.18229 | 80
0.10938 | 80
0.052083 | 80
0.0052083 | 79.1562
0 | 78.1562
0 | 77.1562
0 | 76.1562
0 | 75.1562
0 | 74.1562
0 | 73.1562
0 | 72.1562
0 | 71.1562
0 | 70.1562
0.020833 | 69.7812
0.14323 | 73.0781
0.38542 | 80
0.61458 | 80
0.72396 | 80
0.85417 | 80
0.86979 | 80
0.86198 | 80
0.8151 | 80
0.76302 | 80
0.54427 | 80
0.41667 | 80
0.17969 | 80
0.065104 | 80
0.013021 | 79.3906
0 | 78.3906
0 | 77.3906
0 | 76.3906
0 | 75.3906
0 | 74.3906
0 | 73.3906
0 | 72.3906
0 | 71.3906
0 | 70.3906
0.018229 | 69.9375
0.13281 | 72.9219
0.3724 | 80
0.61198 | 80
0.77865 | 80
0.84115 | 80
0.86458 | 80
0.86458 | 80
0.85677 | 80
0.8099 | 80
0.66406 | 80
0.46875 | 80
0.22135 | 80
0.070312 | 80
0.010417 | 79.3125
0 | 78.3125
0 | 77.3125
0 | 76.3125
0 | 75.3125
0 | 74.3125
0 | 73.3125
0 | 72.3125
0 | 71.3125
0 | 70.3125
0.023438 | 70.0156
0.13542 | 73.0781
0.33333 | 80
0.46875 | 80
0.54427 | 80
0.65104 | 80
0.70312 | 80
0.66927 | 80
0.65104 | 80
0.69792 | 80
0.59896 | 80
0.3724 | 80
0.20312 | 80
0.049479 | 80
0.0078125 | 79.2344
0 | 78.2344
0 | 77.2344
0 | 76.2344
0 | 75.2344
0 | 74.2344
0 | 73.2344
0 | 72.2344
0 | 71.2344
0 | 70.2344
0.020833 | 69.8594
0.125 | 72.6094
0.26823 | 79.6562
0.46354 | 80
0.46354 | 80
0.50781 | 80
0.52344 | 80
0.57552 | 80
0.5599 | 80
0.41146 | 80
0.4375 | 80
0.3125 | 80
0.21094 | 80
0.057292 | 80
0.0052083 | 79.1562
0 | 78.1562
0 | 77.1562
0 | 76.1562
0 | 75.1562
0 | 74.1562
0 | 73.1562
0 | 72.1562
0 | 71.1562
0.0026042 | 70.2344
0.0078125 | 69.4688
0.085938 | 71.0469
0.19792 | 75.9844
0.51562 | 80
0.58073 | 80
0.73698 | 80
0.66146 | 80
0.77604 | 80
0.77344 | 80
0.73438 | 80
0.61979 | 80
0.41667 | 80
0.21875 | 80
0.065104 | 80
0.010417 | 79.3125
0 | 78.3125
0 | 77.3125
0 | 76.3125
0 | 75.3125
0 | 74.3125
0 | 73.3125
0 | 72.3125
0 | 71.3125
0 | 70.3125
0.018229 | 69.8594
0.11719 | 72.375
0.32292 | 80
0.47656 | 80
0.20833 | 80
0.25781 | 80
0.44792 | 80
0.80729 | 80
0.78125 | 80
0.77604 | 80
0.64323 | 80
0.44271 | 80
0.22135 | 80
0.057292 | 80
0.010417 | 79.3125
0 | 78.3125
0 | 77.3125
0 | 76.3125
0 | 75.3125
0 | 74.3125
0 | 73.3125
0 | 72.3125
0 | 71.3125
0 | 70.3125
0.010417 | 69.625
0.13542 | 72.6875
0.35677 | 80
0.59115 | 80
0.76042 | 80
0.83594 | 80
0.85938 | 80
0.86458 | 80
0.84375 | 80
0.78646 | 80
0.67188 | 80
0.48438 | 80
0.24479 | 80
0.059896 | 80
0.013021 | 79.3906
0 | 78.3906
0 | 77.3906
0 | 76.3906
0 | 75.3906
0 | 74.3906
0 | 73.3906
0 | 72.3906
0 | 71.3906
0 | 70.3906
0.013021 | 69.7812
0.1276 | 72.6094
0.32812 | 80
0.34635 | 80
0.64844 | 80
0.58854 | 80
0.77865 | 80
0.79688 | 80
0.8125 | 80
0.70312 | 80
0.51042 | 80
0.3776 | 80
0.20573 | 80
0.0625 | 80
0.013021 | 79.3906
0 | 78.3906
0 | 77.3906
0 | 76.3906
0 | 75.3906
0 | 74.3906
0 | 73.3906
0 | 72.3906
0 | 71.3906
0 | 70.3906
0.010417 | 69.7031
0.070312 | 70.8125
0.16927 | 74.8906
0.29688 | 80
0.45312 | 80
0.53906 | 80
0.53125 | 80
0.53906 | 80
0.5599 | 80
0.58333 | 80
0.38542 | 80
0.24479 | 80
0.16146 | 80
0.070312 | 80
0.020833 | 79.625
0 | 78.625
0 | 77.625
0 | 76.625
0 | 75.625
0 | 74.625
0 | 73.625
0 | 72.625
0 | 71.625
0 | 70.625
0.018229 | 70.1719
0.10417 | 72.2969
0.19531 | 77.1562
0.42188 | 80
0.55208 | 80
0.64583 | 80
0.70312 | 80
0.66667 | 80
0.47396 | 80
0.38542 | 80
0.5026 | 80
0.41927 | 80
0.18229 | 80
0.054688 | 80
0.020833 | 79.625
0 | 78.625
0 | 77.625
0 | 76.625
0 | 75.625
0 | 74.625
0 | 73.625
0 | 72.625
0 | 71.625
0 | 70.625
0.018229 | 70.1719
0.098958 | 72.1406
0.2526 | 78.7188
0.40885 | 80
0.51823 | 80
0.61458 | 80
0.71875 | 80
0.69531 | 80
0.73177 | 80
0.72135 | 80
0.63802 | 80
0.46615 | 80
0.2526 | 80
0.065104 | 80
0.013021 | 79.3906
0 | 78.3906
0 | 77.3906
0 | 76.3906
0 | 75.3906
0 | 74.3906
0 | 73.3906
0 | 72.3906
0 | 71.3906
0.0026042 | 70.4688
0.015625 | 69.9375
0.14062 | 73.1562
0.32552 | 80
0.47135 | 80
0.38542 | 80
0.27344 | 80
0.26302 | 80
0.3099 | 80
0.40104 | 80
0.29167 | 80
0.17969 | 80
0.10938 | 80
0.088542 | 80
0.033854 | 80
0.0052083 | 79.1562
0 | 78.1562
0 | 77.1562
0 | 76.1562
0 | 75.1562
0 | 74.1562
0 | 73.1562
0 | 72.1562
0 | 71.1562
0 | 70.1562
0.0078125 | 69.3906
0.070312 | 70.5
0.14062 | 73.7188
0.22656 | 79.5156
0.38802 | 80
0.45052 | 80
0.4401 | 80
0.51302 | 80
0.53385 | 80
0.48177 | 80
0.5026 | 80
0.35417 | 80
0.14844 | 80
0.059896 | 80
0.010417 | 79.3125
0 | 78.3125
0 | 77.3125
0 | 76.3125
0 | 75.3125
0 | 74.3125
0 | 73.3125
0 | 72.3125
0 | 71.3125
0 | 70.3125
0.028646 | 70.1719
0.13021 | 73.0781
0.28906 | 80
0.44271 | 80
0.50521 | 80
0.52083 | 80
0.47396 | 80
0.48698 | 80
0.48698 | 80
0.30208 | 80
0.26562 | 80
0.20573 | 80
0.10156 | 80
0.057292 | 80
0.010417 | 79.3125
0 | 78.3125
0 | 77.3125
0 | 76.3125
0 | 75.3125
0 | 74.3125
0 | 73.3125
0 | 72.3125
0 | 71.3125
0.0026042 | 70.3906
0.028646 | 70.25
0.13802 | 73.3906
0.27344 | 80
0.36198 | 80
0.40625 | 80
0.4974 | 80
0.52865 | 80
0.5 | 80
0.42188 | 80
0.40104 | 80
0.3724 | 80
0.35938 | 80
0.19271 | 80
0.070312 | 80
0.018229 | 79.5469
0 | 78.5469
0 | 77.5469
0 | 76.5469
0 | 75.5469
0 | 74.5469
0 | 73.5469
0 | 72.5469
0 | 71.5469
0 | 70.5469
0.020833 | 70.1719
0.091146 | 71.9062
0.19531 | 76.7656
0.43229 | 80
0.67708 | 80
0.64323 | 80
0.63021 | 80
0.72396 | 80
0.61198 | 80
0.65365 | 80
0.6224 | 80
0.41927 | 80
0.15625 | 80
0.088542 | 80
0.018229 | 79.5469
0 | 78.5469
0 | 77.5469
0 | 76.5469
0 | 75.5469
0 | 74.5469
0 | 73.5469
0 | 72.5469
0 | 71.5469
0 | 70.5469
0.03125 | 70.4844
0.14844 | 73.9375
0.33594 | 80
0.5625 | 80
0.73177 | 80
0.78125 | 80
0.78646 | 80
0.78385 | 80
0.76302 | 80
0.74219 | 80
0.63802 | 80
0.49219 | 80
0.25 | 80
0.072917 | 80
0.013021 | 79.3906
0 | 78.3906
0 | 77.3906
0 | 76.3906
0 | 75.3906
0 | 74.3906
0 | 73.3906
0 | 72.3906
0 | 71.3906
0 | 70.3906
0.028646 | 70.25
0.1276 | 73.0781
0.23958 | 79.2656
0.34635 | 80
0.44271 | 80
0.47135 | 80
0.54427 | 80
0.50521 | 80
0.49219 | 80
0.39583 | 80
0.30729 | 80
0.29167 | 80
0.16667 | 80
0.075521 | 80
0.015625 | 79.4688
0 | 78.4688
0 | 77.4688
0 | 76.4688
0 | 75.4688
0 | 74.4688
0 | 73.4688
0 | 72.4688
0 | 71.4688
0 | 70.4688
0.0078125 | 69.7031
0.10417 | 71.8281
0.29688 | 79.7344
0.44531 | 80
0.59375 | 80
0.63021 | 80
0.65885 | 80
0.625 | 80
0.61458 | 80
0.60938 | 80
0.53646 | 80
0.38021 | 80
0.19531 | 80
0.067708 | 80
0.0078125 | 79.2344
0 | 78.2344
0 | 77.2344
0 | 76.2344
0 | 75.2344
0 | 74.2344
0 | 73.2344
0 | 72.2344
0 | 71.2344
0 | 70.2344
0.015625 | 69.7031
0.1224 | 72.375
0.34635 | 80
0.5599 | 80
0.78125 | 80
0.85677 | 80
0.86979 | 80
0.86979 | 80
0.86719 | 80
0.84635 | 80
0.71615 | 80
0.52865 | 80
0.27344 | 80
0.072917 | 80
0.013021 | 79.3906
0 | 78.3906
0 | 77.3906
0 | 76.3906
0 | 75.3906
0 | 74.3906
0 | 73.3906
0 | 72.3906
0 | 71.3906
0 | 70.3906
0.018229 | 69.9375
0.13802 | 73.0781
0.3776 | 80
0.58594 | 80
0.7526 | 80
0.79167 | 80
0.83073 | 80
0.82812 | 80
0.8099 | 80
0.75781 | 80
0.58594 | 80
0.36979 | 80
0.17708 | 80
0.0625 | 80
0.0078125 | 79.2344
0 | 78.2344
0 | 77.2344
0 | 76.2344
0 | 75.2344
0 | 74.2344
0 | 73.2344
0 | 72.2344
0 | 71.2344
0 | 70.2344
0.0026042 | 69.3125
0.059896 | 70.1094
0.15625 | 73.7969
0.20052 | 78.8125
0.38542 | 80
0.3724 | 80
0.46094 | 80
0.47135 | 80
0.45573 | 80
0.32552 | 80
0.25781 | 80
0.27604 | 80
0.16146 | 80
0.0625 | 80
0.010417 | 79.3125
0 | 78.3125
0 | 77.3125
0 | 76.3125
0 | 75.3125
0 | 74.3125
0 | 73.3125
0 | 72.3125
0 | 71.3125
0 | 70.3125
0.0078125 | 69.5469
0.091146 | 71.2812
0.26562 | 78.25
0.45052 | 80
0.63802 | 80
0.7526 | 80
0.71875 | 80
0.69792 | 80
0.66667 | 80
0.60938 | 80
0.51823 | 80
0.39062 | 80
0.24219 | 80
0.11979 | 80
0.065104 | 80
0 | 79
0 | 78
0 | 77
0 | 76
0 | 75
0 | 74
0 | 73
0 | 72
0 | 71
0.015625 | 70.4688
0.13281 | 73.4531
0.38021 | 80
0.60938 | 80
0.76823 | 80
0.78125 | 80
0.80208 | 80
0.7526 | 80
0.75 | 80
0.71094 | 80
0.61719 | 80
0.47135 | 80
0.24479 | 80
0.080729 | 80
0.015625 | 79.4688
0 | 78.4688
0 | 77.4688
0 | 76.4688
0 | 75.4688
0 | 74.4688
0 | 73.4688
0 | 72.4688
0 | 71.4688
0 | 70.4688
0.028646 | 70.3281
0.1224 | 73
0.26302 | 79.8906
0.40885 | 80
0.48438 | 80
0.63021 | 80
0.64323 | 80
0.77604 | 80
0.7474 | 80
0.59896 | 80
0.46354 | 80
0.4375 | 80
0.22917 | 80
0.078125 | 80
0.015625 | 79.4688
0 | 78.4688
0 | 77.4688
0 | 76.4688
0 | 75.4688
0 | 74.4688
0 | 73.4688
0 | 72.4688
0 | 71.4688
0.0026042 | 70.5469
0.0052083 | 69.7031
0.11198 | 72.0625
0.26823 | 79.1094
0.52083 | 80
0.66927 | 80
0.75 | 80
0.75781 | 80
0.76302 | 80
0.73438 | 80
0.6875 | 80
0.59375 | 80
0.42448 | 80
0.21354 | 80
0.080729 | 80
0.018229 | 79.5469
0 | 78.5469
0 | 77.5469
0 | 76.5469
0 | 75.5469
0 | 74.5469
0 | 73.5469
0 | 72.5469
0 | 71.5469
0 | 70.5469
0.0026042 | 69.625
0.09375 | 71.4375
0.22917 | 77.3125
0.36979 | 80
0.46354 | 80
0.63281 | 80
0.53646 | 80
0.29948 | 80
0.38802 | 80
0.35677 | 80
0.3151 | 80
0.24479 | 80
0.10677 | 80
0.052083 | 80
0.020833 | 79.625
0 | 78.625
0 | 77.625
0 | 76.625
0 | 75.625
0 | 74.625
0 | 73.625
0 | 72.625
0 | 71.625
0 | 70.625
0.015625 | 70.0938
0.10417 | 72.2188
0.26823 | 79.2656
0.40885 | 80
0.5 | 80
0.77344 | 80
0.79688 | 80
0.76823 | 80
0.77083 | 80
0.74219 | 80
0.60677 | 80
0.44531 | 80
0.21094 | 80
0.065104 | 80
0.013021 | 79.3906
0 | 78.3906
0 | 77.3906
0 | 76.3906
0 | 75.3906
0 | 74.3906
0 | 73.3906
0 | 72.3906
0 | 71.3906
0 | 70.3906
0.018229 | 69.9375
0.072917 | 71.125
0.17448 | 75.3594
0.24219 | 80
0.40625 | 80
0.4375 | 80
0.52083 | 80
0.55469 | 80
0.65625 | 80
0.69792 | 80
0.65104 | 80
0.48698 | 80
0.25 | 80
0.085938 | 80
0.015625 | 79.4688
0 | 78.4688
0 | 77.4688
0 | 76.4688
0 | 75.4688
0 | 74.4688
0 | 73.4688
0 | 72.4688
0 | 71.4688
0 | 70.4688
0.013021 | 69.8594
0.11979 | 72.4531
0.3125 | 80
0.61198 | 80
0.78385 | 80
0.83854 | 80
0.84896 | 80
0.82031 | 80
0.8151 | 80
0.78125 | 80
0.70833 | 80
0.47917 | 80
0.26562 | 80
0.070312 | 80
0.015625 | 79.4688
0 | 78.4688
0 | 77.4688
0 | 76.4688
0 | 75.4688
0 | 74.4688
0 | 73.4688
0 | 72.4688
0 | 71.4688
0 | 70.4688
0.026042 | 70.25
0.13281 | 73.2344
0.34896 | 80
0.47396 | 80
0.52865 | 80
0.67448 | 80
0.76823 | 80
0.53385 | 80
0.47656 | 80
0.45833 | 80
0.38281 | 80
0.23177 | 80
0.1276 | 80
0.039062 | 80
0.0078125 | 79.2344
0 | 78.2344
0 | 77.2344
0 | 76.2344
0 | 75.2344
0 | 74.2344
0 | 73.2344
0 | 72.2344
0 | 71.2344
0 | 70.2344
0.0052083 | 69.3906
0.044271 | 69.7188
0.14062 | 72.9375
0.19792 | 77.875
0.23177 | 80
0.22135 | 80
0.32552 | 80
0.3776 | 80
0.3099 | 80
0.25521 | 80
0.25 | 80
0.085938 | 80
0.044271 | 80
0.026042 | 79.7812
0.0052083 | 78.9375
0 | 77.9375
0 | 76.9375
0 | 75.9375
0 | 74.9375
0 | 73.9375
0 | 72.9375
0 | 71.9375
0 | 70.9375
0 | 69.9375
0.0026042 | 69.0156
0.059896 | 69.8125
0.15885 | 73.5781
0.28385 | 80
0.34375 | 80
0.38021 | 80
0.3151 | 80
0.32812 | 80
0.28125 | 80
0.3151 | 80
0.26562 | 80
0.30208 | 80
0.17969 | 80
0.075521 | 80
0.015625 | 79.4688
0 | 78.4688
0 | 77.4688
0 | 76.4688
0 | 75.4688
0 | 74.4688
0 | 73.4688
0 | 72.4688
0 | 71.4688
0 | 70.4688
0.018229 | 70.0156
0.11458 | 72.4531
0.36198 | 80
0.6276 | 80
0.76823 | 80
0.82031 | 80
0.85156 | 80
0.86198 | 80
0.84896 | 80
0.81771 | 80
0.71094 | 80
0.54948 | 80
0.29427 | 80
0.075521 | 80
0.015625 | 79.4688
0 | 78.4688
0 | 77.4688
0 | 76.4688
0 | 75.4688
0 | 74.4688
0 | 73.4688
0 | 72.4688
0.0026042 | 71.5469
0.0026042 | 70.625
0.03125 | 70.5625
0.13542 | 73.625
0.35417 | 80
0.55469 | 80
0.71354 | 80
0.8125 | 80
0.84375 | 80
0.84375 | 80
0.83073 | 80
0.77865 | 80
0.63802 | 80
0.48958 | 80
0.25 | 80
0.09375 | 80
0.018229 | 79.5469
0 | 78.5469
0 | 77.5469
0 | 76.5469
0 | 75.5469
0 | 74.5469
0 | 73.5469
0 | 72.5469
0.0026042 | 71.625
0.0026042 | 70.7031
0.013021 | 70.0938
0.041667 | 70.3438
0.11979 | 72.9375
0.20573 | 78.1094
0.23177 | 80
0.27604 | 80
0.26042 | 80
0.23438 | 80
0.25781 | 80
0.27865 | 80
0.23698 | 80
0.17188 | 80
0.098958 | 80
0.049479 | 80
0.013021 | 79.3906
0 | 78.3906
0 | 77.3906
0 | 76.3906
0 | 75.3906
0 | 74.3906
0 | 73.3906
0 | 72.3906
0 | 71.3906
0.0026042 | 70.4688
0.0078125 | 69.7031
0.083333 | 71.2031
0.19271 | 75.9844
0.36198 | 80
0.56771 | 80
0.58333 | 80
0.6901 | 80
0.69531 | 80
0.70833 | 80
0.58333 | 80
0.59896 | 80
0.44531 | 80
0.2474 | 80
0.078125 | 80
0.015625 | 79.4688
0 | 78.4688
0 | 77.4688
0 | 76.4688
0 | 75.4688
0 | 74.4688
0 | 73.4688
0 | 72.4688
0 | 71.4688
0 | 70.4688
0.0078125 | 69.7031
0.10677 | 71.9062
0.34635 | 80
0.57031 | 80
0.73958 | 80
0.82292 | 80
0.84375 | 80
0.81771 | 80
0.80469 | 80
0.77604 | 80
0.64062 | 80
0.4401 | 80
0.22917 | 80
0.078125 | 80
0.018229 | 79.5469
0 | 78.5469
0 | 77.5469
0 | 76.5469
0 | 75.5469
0 | 74.5469
0 | 73.5469
0 | 72.5469
0 | 71.5469
0 | 70.5469
0.0026042 | 69.625
0.0625 | 70.5
0.25781 | 77.2344
0.47396 | 80
0.52083 | 80
0.68229 | 80
0.7526 | 80
0.80208 | 80
0.75781 | 80
0.71354 | 80
0.57812 | 80
0.40365 | 80
0.20312 | 80
0.080729 | 80
0.018229 | 79.5469
0 | 78.5469
0 | 77.5469
0 | 76.5469
0 | 75.5469
0 | 74.5469
0 | 73.5469
0 | 72.5469
0 | 71.5469
0 | 70.5469
0.0026042 | 69.625
0.098958 | 71.5938
0.3125 | 79.9688
0.47656 | 80
0.65365 | 80
0.75 | 80
0.80729 | 80
0.80729 | 80
0.80729 | 80
0.75521 | 80
0.64062 | 80
0.46875 | 80
0.20573 | 80
0.067708 | 80
0.015625 | 79.4688
0 | 78.4688
0 | 77.4688
0 | 76.4688
0 | 75.4688
0 | 74.4688
0 | 73.4688
0 | 72.4688
0 | 71.4688
0 | 70.4688
0.0026042 | 69.5469
0.083333 | 71.0469
0.27865 | 78.4062
0.42188 | 80
0.58594 | 80
0.67969 | 80
0.7526 | 80
0.75521 | 80
0.73177 | 80
0.67969 | 80
0.63281 | 80
0.38542 | 80
0.20573 | 80
0.085938 | 80
0.020833 | 79.625
0 | 78.625
0 | 77.625
0 | 76.625
0 | 75.625
0 | 74.625
0 | 73.625
0 | 72.625
0 | 71.625
0 | 70.625
0.0052083 | 69.7812
0.078125 | 71.125
0.24479 | 77.4688
0.41667 | 80
0.72656 | 80
0.79948 | 80
0.79688 | 80
0.82552 | 80
0.77604 | 80
0.75781 | 80
0.61979 | 80
0.4401 | 80
0.23698 | 80
0.075521 | 80
0.020833 | 79.625
0 | 78.625
0 | 77.625
0 | 76.625
0 | 75.625
0 | 74.625
0 | 73.625
0 | 72.625
0 | 71.625
0 | 70.625
0.0026042 | 69.7031
0.10156 | 71.75
0.29167 | 79.5
0.53646 | 80
0.70312 | 80
0.79427 | 80
0.80208 | 80
0.82292 | 80
0.8099 | 80
0.75 | 80
0.63802 | 80
0.46354 | 80
0.23958 | 80
0.078125 | 80
0.018229 | 79.5469
0 | 78.5469
0 | 77.5469
0 | 76.5469
0 | 75.5469
0 | 74.5469
0 | 73.5469
0 | 72.5469
0 | 71.5469
0 | 70.5469
0.0026042 | 69.625
0.09375 | 71.4375
0.29167 | 79.1875
0.52083 | 80
0.65885 | 80
0.7474 | 80
0.7526 | 80
0.78125 | 80
0.7526 | 80
0.75521 | 80
0.57552 | 80
0.33854 | 80
0.1849 | 80
0.065104 | 80
0.0078125 | 79.2344
0 | 78.2344
0 | 77.2344
0 | 76.2344
0 | 75.2344
0 | 74.2344
0 | 73.2344
0 | 72.2344
0 | 71.2344
0 | 70.2344
0.0026042 | 69.3125
0.11458 | 71.75
0.35938 | 80
0.61458 | 80
0.78385 | 80
0.84115 | 80
0.86198 | 80
0.8151 | 80
0.8099 | 80
0.8125 | 80
0.69792 | 80
0.52344 | 80
0.27604 | 80
0.075521 | 80
0.015625 | 79.4688
0 | 78.4688
0 | 77.4688
0 | 76.4688
0 | 75.4688
0 | 74.4688
0 | 73.4688
0 | 72.4688
0 | 71.4688
0 | 70.4688
0.0052083 | 69.625
0.059896 | 70.4219
0.35677 | 80
0.58854 | 80
0.73438 | 80
0.82292 | 80
0.47396 | 80
0.7474 | 80
0.85156 | 80
0.77865 | 80
0.6901 | 80
0.50781 | 80
0.27865 | 80
0.072917 | 80
0.015625 | 79.4688
0 | 78.4688
0 | 77.4688
0 | 76.4688
0 | 75.4688
0 | 74.4688
0 | 73.4688
0 | 72.4688
0 | 71.4688
0 | 70.4688
0.0026042 | 69.5469
0.10677 | 71.75
0.3099 | 80
0.41146 | 80
0.39323 | 80
0.65885 | 80
0.82812 | 80
0.84635 | 80
0.8125 | 80
0.75521 | 80
0.63021 | 80
0.5026 | 80
0.27344 | 80
0.070312 | 80
0.013021 | 79.3906
0 | 78.3906
0 | 77.3906
0 | 76.3906
0 | 75.3906
0 | 74.3906
0 | 73.3906
0 | 72.3906
0 | 71.3906
0 | 70.3906
0.0078125 | 69.625
0.096354 | 71.5156
0.3125 | 79.8906
0.53646 | 80
0.72656 | 80
0.79167 | 80
0.83854 | 80
0.85156 | 80
0.84896 | 80
0.8151 | 80
0.69792 | 80
0.5 | 80
0.27344 | 80
0.078125 | 80
0.018229 | 79.5469
0 | 78.5469
0 | 77.5469
0 | 76.5469
0 | 75.5469
0 | 74.5469
0 | 73.5469
0 | 72.5469
0 | 71.5469
0 | 70.5469
0.0078125 | 69.7812
0.078125 | 71.125
0.28385 | 78.6406
0.50781 | 80
0.69271 | 80
0.73177 | 80
0.75781 | 80
0.70833 | 80
0.67448 | 80
0.67448 | 80
0.59375 | 80
0.4401 | 80
0.23958 | 80
0.088542 | 80
0.015625 | 79.4688
0 | 78.4688
0 | 77.4688
0 | 76.4688
0 | 75.4688
0 | 74.4688
0 | 73.4688
0 | 72.4688
0 | 71.4688
0 | 70.4688
0.0052083 | 69.625
0.0625 | 70.5
0.21615 | 75.9844
0.38281 | 80
0.50781 | 80
0.54427 | 80
0.54948 | 80
0.78906 | 80
0.82292 | 80
0.71615 | 80
0.61979 | 80
0.48177 | 80
0.26042 | 80
0.078125 | 80
0.015625 | 79.4688
0 | 78.4688
0 | 77.4688
0 | 76.4688
0 | 75.4688
0 | 74.4688
0 | 73.4688
0 | 72.4688
0 | 71.4688
0 | 70.4688
0.013021 | 69.8594
0.11198 | 72.2188
0.32812 | 80
0.54948 | 80
0.71354 | 80
0.78646 | 80
0.74219 | 80
0.77083 | 80
0.75 | 80
0.73438 | 80
0.6276 | 80
0.40885 | 80
0.20312 | 80
0.080729 | 80
0.010417 | 79.3125
0 | 78.3125
0 | 77.3125
0 | 76.3125
0 | 75.3125
0 | 74.3125
0 | 73.3125
0 | 72.3125
0 | 71.3125
0.0026042 | 70.3906
0.013021 | 69.7812
0.080729 | 71.2031
0.29427 | 79.0312
0.44792 | 80
0.6276 | 80
0.76562 | 80
0.75781 | 80
0.66406 | 80
0.67448 | 80
0.67708 | 80
0.5651 | 80
0.36458 | 80
0.22396 | 80
0.070312 | 80
0.013021 | 79.3906
0 | 78.3906
0 | 77.3906
0 | 76.3906
0 | 75.3906
0 | 74.3906
0 | 73.3906
0 | 72.3906
0 | 71.3906
0 | 70.3906
0.0026042 | 69.4688
0.052083 | 70.0312
0.20052 | 75.0469
0.35938 | 80
0.55469 | 80
0.49219 | 80
0.42708 | 80
0.4401 | 80
0.55469 | 80
0.38542 | 80
0.38802 | 80
0.38542 | 80
0.35417 | 80
0.3151 | 80
0.26562 | 80
0.2526 | 80
0.2526 | 80
0.2526 | 80
0.2526 | 80
0.2526 | 80
0.2526 | 80
0.2526 | 80
0.2526 | 80
0.2526 | 80
0.25521 | 80
0.3151 | 80
0.45573 | 80
0.60938 | 80
0.66406 | 80
0.67969 | 80
0.77083 | 80
0.77604 | 80
0.73177 | 80
0.70573 | 80
0.67969 | 80
0.59635 | 80
0.42188 | 80
0.30729 | 80
0.26302 | 80
0.2526 | 80
0.2526 | 80
0.2526 | 80
0.2526 | 80
0.2526 | 80
0.2526 | 80
0.2526 | 80
0.2526 | 80
0.2526 | 80
0.2526 | 80
0.28646 | 80
0.40104 | 80
0.47396 | 80
0.57292 | 80
0.68229 | 80
0.70573 | 80
0.71354 | 80
0.67448 | 80
0.41146 | 80
0.36979 | 80
0.1901 | 80
0.11198 | 80
0.052083 | 80
0.015625 | 79.4688
0 | 78.4688
0 | 77.4688
0 | 76.4688
0 | 75.4688
0 | 74.4688
0 | 73.4688
0 | 72.4688
0 | 71.4688
0 | 70.4688
0 | 69.4688
0.036458 | 69.5625
0.16146 | 73.4062
0.28385 | 80
0.46094 | 80
0.55208 | 80
0.54948 | 80
0.5651 | 80
0.54167 | 80
0.7474 | 80
0.67708 | 80
0.42969 | 80
0.23698 | 80
0.072917 | 80
0.015625 | 79.4688
0 | 78.4688
0 | 77.4688
0 | 76.4688
0 | 75.4688
0 | 74.4688
0 | 73.4688
0 | 72.4688
0 | 71.4688
0 | 70.4688
0.0052083 | 69.625
0.10156 | 71.6719
0.32031 | 80
0.51562 | 80
0.6849 | 80
0.7526 | 80
0.79167 | 80
0.8125 | 80
0.58854 | 80
0.70833 | 80
0.61979 | 80
0.49479 | 80
0.27083 | 80
0.072917 | 80
0.013021 | 79.3906
0 | 78.3906
0 | 77.3906
0 | 76.3906
0 | 75.3906
0 | 74.3906
0 | 73.3906
0 | 72.3906
0 | 71.3906
0 | 70.3906
0.0052083 | 69.5469
0.09375 | 71.3594
0.28646 | 78.9531
0.53646 | 80
0.70573 | 80
0.76562 | 80
0.77865 | 80
0.81771 | 80
0.82812 | 80
0.82031 | 80
0.66667 | 80
0.5 | 80
0.27344 | 80
0.070312 | 80
0.013021 | 79.3906
0 | 78.3906
0 | 77.3906
0 | 76.3906
0 | 75.3906
0 | 74.3906
0 | 73.3906
0 | 72.3906
0 | 71.3906
0 | 70.3906
0.0052083 | 69.5469
0.096354 | 71.4375
0.31771 | 79.9688
0.53125 | 80
0.71354 | 80
0.76823 | 80
0.74479 | 80
0.70052 | 80
0.70573 | 80
0.71354 | 80
0.58594 | 80
0.4349 | 80
0.20052 | 80
0.0625 | 80
0.0052083 | 79.1562
0 | 78.1562
0 | 77.1562
0 | 76.1562
0 | 75.1562
0 | 74.1562
0 | 73.1562
0 | 72.1562
0 | 71.1562
0 | 70.1562
0.0078125 | 69.3906
0.091146 | 71.125
0.19271 | 75.9062
0.35938 | 80
0.42708 | 80
0.36458 | 80
0.40104 | 80
0.52865 | 80
0.46354 | 80
0.48698 | 80
0.38281 | 80
0.25781 | 80
0.15885 | 80
0.0625 | 80
0.0078125 | 79.2344
0 | 78.2344
0 | 77.2344
0 | 76.2344
0 | 75.2344
0 | 74.2344
0 | 73.2344
0 | 72.2344
0 | 71.2344
0 | 70.2344
0.0026042 | 69.3125
0.020833 | 68.9375
0.13281 | 71.9219
0.27865 | 79.2812
0.29427 | 80
0.26302 | 80
0.27083 | 80
0.41927 | 80
0.46875 | 80
0.41406 | 80
0.42969 | 80
0.32812 | 80
0.16667 | 80
0.080729 | 80
0.010417 | 79.3125
0 | 78.3125
0 | 77.3125
0 | 76.3125
0 | 75.3125
0 | 74.3125
0 | 73.3125
0 | 72.3125
0 | 71.3125
0 | 70.3125
0.0052083 | 69.4688
0.052083 | 70.0312
0.20573 | 75.2031
0.34375 | 80
0.49219 | 80
0.55208 | 80
0.6224 | 80
0.49479 | 80
0.4375 | 80
0.41667 | 80
0.36719 | 80
0.25781 | 80
0.1276 | 80
0.065104 | 80
0.015625 | 79.4688
0 | 78.4688
0 | 77.4688
0 | 76.4688
0 | 75.4688
0 | 74.4688
0 | 73.4688
0 | 72.4688
0 | 71.4688
0.0026042 | 70.5469
0.0026042 | 69.625
0.052083 | 70.1875
0.16146 | 74.0312
0.3151 | 80
0.39323 | 80
0.45833 | 80
0.41406 | 80
0.42708 | 80
0.46875 | 80
0.41927 | 80
0.3151 | 80
0.1276 | 80
0.10156 | 80
0.049479 | 80
0.013021 | 79.3906
0 | 78.3906
0 | 77.3906
0 | 76.3906
0 | 75.3906
0 | 74.3906
0 | 73.3906
0 | 72.3906
0 | 71.3906
0 | 70.3906
0.0026042 | 69.4688
0.028646 | 69.3281
0.1224 | 72
0.28906 | 79.6719
0.43229 | 80
0.43229 | 80
0.45833 | 80
0.54948 | 80
0.61719 | 80
0.6276 | 80
0.56771 | 80
0.38542 | 80
0.1875 | 80
0.065104 | 80
0.013021 | 79.3906
0 | 78.3906
0 | 77.3906
0 | 76.3906
0 | 75.3906
0 | 74.3906
0 | 73.3906
0 | 72.3906
0 | 71.3906
0 | 70.3906
0.0026042 | 69.4688
0.096354 | 71.3594
0.25521 | 78.0156
0.43229 | 80
0.57031 | 80
0.64844 | 80
0.60156 | 80
0.64583 | 80
0.65625 | 80
0.68229 | 80
0.4974 | 80
0.3151 | 80
0.19792 | 80
0.065104 | 80
0.010417 | 79.3125
0 | 78.3125
0 | 77.3125
0 | 76.3125
0 | 75.3125
0 | 74.3125
0 | 73.3125
0 | 72.3125
0 | 71.3125
0 | 70.3125
0.0026042 | 69.3906
0.080729 | 70.8125
0.21615 | 76.2969
0.40104 | 80
0.51042 | 80
0.63802 | 80
0.58073 | 80
0.66146 | 80
0.6901 | 80
0.68229 | 80
0.5625 | 80
0.33854 | 80
0.17708 | 80
0.070312 | 80
0.010417 | 79.3125
0 | 78.3125
0 | 77.3125
0 | 76.3125
0 | 75.3125
0 | 74.3125
0 | 73.3125
0 | 72.3125
0 | 71.3125
0 | 70.3125
0.0052083 | 69.4688
0.091146 | 71.2031
0.23958 | 77.3906
0.41406 | 80
0.51562 | 80
0.47396 | 80
0.52865 | 80
0.60156 | 80
0.48177 | 80
0.47396 | 80
0.5026 | 80
0.29688 | 80
0.16667 | 80
0.067708 | 80
0.013021 | 79.3906
0 | 78.3906
0 | 77.3906
0 | 76.3906
0 | 75.3906
0 | 74.3906
0 | 73.3906
0 | 72.3906
0 | 71.3906
0 | 70.3906
0.0078125 | 69.625
0.10417 | 71.75
0.14583 | 75.125
0.53906 | 80
0.70573 | 80
0.72135 | 80
0.67708 | 80
0.64583 | 80
0.73177 | 80
0.63802 | 80
0.53385 | 80
0.35417 | 80
0.19271 | 80
0.054688 | 80
0.0052083 | 79.1562
0 | 78.1562
0 | 77.1562
0 | 76.1562
0 | 75.1562
0 | 74.1562
0 | 73.1562
0 | 72.1562
0 | 71.1562
0 | 70.1562
0.0026042 | 69.2344
0.049479 | 69.7188
0.10417 | 71.8438
0.23958 | 78.0312
0.32552 | 80
0.43229 | 80
0.45052 | 80
0.63281 | 80
0.51302 | 80
0.59375 | 80
0.49219 | 80
0.32292 | 80
0.13542 | 80
0.0625 | 80
0.010417 | 79.3125
0 | 78.3125
0 | 77.3125
0 | 76.3125
0 | 75.3125
0 | 74.3125
0 | 73.3125
0 | 72.3125
0 | 71.3125
0 | 70.3125
0.0052083 | 69.4688
0.083333 | 70.9688
0.25521 | 77.625
0.45833 | 80
0.51823 | 80
0.6875 | 80
0.69792 | 80
0.73177 | 80
0.66667 | 80
0.57292 | 80
0.4401 | 80
0.27865 | 80
0.15885 | 80
0.046875 | 80
0.0078125 | 79.2344
0 | 78.2344
0 | 77.2344
0 | 76.2344
0 | 75.2344
0 | 74.2344
0 | 73.2344
0 | 72.2344
0 | 71.2344
0 | 70.2344
0.0026042 | 69.3125
0.041667 | 69.5625
0.13281 | 72.5469
0.20833 | 77.7969
0.35417 | 80
0.3776 | 80
0.33854 | 80
0.4401 | 80
0.42448 | 80
0.42969 | 80
0.27865 | 80
0.27865 | 80
0.17188 | 80
0.039062 | 80
0.0026042 | 79.0781
0 | 78.0781
0 | 77.0781
0 | 76.0781
0 | 75.0781
0 | 74.0781
0 | 73.0781
0 | 72.0781
0 | 71.0781
0 | 70.0781
0 | 69.0781
0.078125 | 70.4219
0.1849 | 74.9688
0.33333 | 80
0.45052 | 80
0.58854 | 80
0.63542 | 80
0.71094 | 80
0.71875 | 80
0.6224 | 80
0.5 | 80
0.38021 | 80
0.21354 | 80
0.070312 | 80
0.0052083 | 79.1562
0 | 78.1562
0 | 77.1562
0 | 76.1562
0 | 75.1562
0 | 74.1562
0 | 73.1562
0 | 72.1562
0 | 71.1562
0 | 70.1562
0 | 69.1562
0.044271 | 69.4844
0.19271 | 74.2656
0.32031 | 80
0.42969 | 80
0.60677 | 80
0.64062 | 80
0.70833 | 80
0.67969 | 80
0.57552 | 80
0.45833 | 80
0.36719 | 80
0.2474 | 80
0.067708 | 80
0.010417 | 79.3125
0 | 78.3125
0 | 77.3125
0 | 76.3125
0 | 75.3125
0 | 74.3125
0 | 73.3125
0 | 72.3125
0 | 71.3125
0 | 70.3125
0.0026042 | 69.3906
0.041667 | 69.6406
0.23438 | 75.6719
0.46875 | 80
0.66406 | 80
0.6901 | 80
0.77083 | 80
0.78646 | 80
0.78125 | 80
0.76823 | 80
0.64583 | 80
0.46094 | 80
0.23177 | 80
0.059896 | 80
0.0078125 | 79.2344
0 | 78.2344
0 | 77.2344
0 | 76.2344
0 | 75.2344
0 | 74.2344
0 | 73.2344
0 | 72.2344
0 | 71.2344
0 | 70.2344
0 | 69.2344
0.070312 | 70.3438
0.26823 | 77.3906
0.44792 | 80
0.63021 | 80
0.77344 | 80
0.8125 | 80
0.82552 | 80
0.78125 | 80
0.77344 | 80
0.65104 | 80
0.4349 | 80
0.20312 | 80
0.070312 | 80
0.0078125 | 79.2344
0 | 78.2344
0 | 77.2344
0 | 76.2344
0 | 75.2344
0 | 74.2344
0 | 73.2344
0 | 72.2344
0 | 71.2344
0 | 70.2344
0 | 69.2344
0.044271 | 69.5625
0.26562 | 76.5312
0.47656 | 80
0.6224 | 80
0.72917 | 80
0.73958 | 80
0.74479 | 80
0.67188 | 80
0.40625 | 80
0.29688 | 80
0.14844 | 80
0.09375 | 80
0.033854 | 80
0.0026042 | 79.0781
0 | 78.0781
0 | 77.0781
0 | 76.0781
0 | 75.0781
0 | 74.0781
0 | 73.0781
0 | 72.0781
0 | 71.0781
0 | 70.0781
0 | 69.0781
0.0078125 | 68.3125
0.088542 | 69.9688
0.22656 | 75.7656
0.36458 | 80
0.46354 | 80
0.65625 | 80
0.66146 | 80
0.66927 | 80
0.57292 | 80
0.4974 | 80
0.35677 | 80
0.19531 | 80
0.065104 | 80
0.0026042 | 79.0781
0 | 78.0781
0 | 77.0781
0 | 76.0781
0 | 75.0781
0 | 74.0781
0 | 73.0781
0 | 72.0781
0 | 71.0781
0 | 70.0781
0.0026042 | 69.1562
0.044271 | 69.4844
0.11979 | 72.0781
0.14844 | 75.5312
0.22656 | 80
0.29948 | 80
0.31771 | 80
0.34115 | 80
0.21615 | 80
0.23438 | 80
0.21094 | 80
0.19531 | 80
0.13281 | 80
0.049479 | 80
0.0052083 | 79.1562
0 | 78.1562
0 | 77.1562
0 | 76.1562
0 | 75.1562
0 | 74.1562
0 | 73.1562
0 | 72.1562
0 | 71.1562
0 | 70.1562
0 | 69.1562
0.075521 | 70.4219
0.2526 | 77
0.46094 | 80
0.67448 | 80
0.77344 | 80
0.76302 | 80
0.75781 | 80
0.71354 | 80
0.6875 | 80
0.46354 | 80
0.29688 | 80
0.080729 | 80
0.054688 | 80
0 | 79
0 | 78
0 | 77
0 | 76
0 | 75
0 | 74
0 | 73
0 | 72
0 | 71
0 | 70
0 | 69
0.059896 | 69.7969
0.20052 | 74.8125
0.5026 | 80
0.72656 | 80
0.78646 | 80
0.8125 | 80
0.8151 | 80
0.76823 | 80
0.7526 | 80
0.6875 | 80
0.48177 | 80
0.24479 | 80
0.054688 | 80
0.0026042 | 79.0781
0 | 78.0781
0 | 77.0781
0 | 76.0781
0 | 75.0781
0 | 74.0781
0 | 73.0781
0 | 72.0781
0 | 71.0781
0 | 70.0781
0 | 69.0781
0.070312 | 70.1875
0.29948 | 78.1719
0.52083 | 80
0.72656 | 80
0.8151 | 80
0.82292 | 80
0.80208 | 80
0.80469 | 80
0.70312 | 80
0.56771 | 80
0.40365 | 80
0.19531 | 80
0.057292 | 80
0.0026042 | 79.0781
0 | 78.0781
0 | 77.0781
0 | 76.0781
0 | 75.0781
0 | 74.0781
0 | 73.0781
0 | 72.0781
0 | 71.0781
0 | 70.0781
0 | 69.0781
0.072917 | 70.2656
0.27083 | 77.3906
0.5026 | 80
0.68229 | 80
0.80469 | 80
0.85417 | 80
0.80729 | 80
0.73958 | 80
0.71615 | 80
0.57552 | 80
0.41406 | 80
0.21615 | 80
0.052083 | 80
0 | 79
0 | 78
0 | 77
0 | 76
0 | 75
0 | 74
0 | 73
0 | 72
0 | 71
0 | 70
0 | 69
0.072917 | 70.1875
0.26042 | 77
0.48958 | 80
0.58594 | 80
0.6224 | 80
0.63281 | 80
0.63281 | 80
0.57292 | 80
0.45312 | 80
0.35677 | 80
0.24219 | 80
0.11719 | 80
0.036458 | 80
0 | 79
0 | 78
0 | 77
0 | 76
0 | 75
0 | 74
0 | 73
0 | 72
0 | 71
0 | 70
0 | 69
0.03125 | 68.9375
0.1875 | 73.5625
0.35417 | 80
0.48958 | 80
0.52083 | 80
0.53906 | 80
0.67708 | 80
0.60677 | 80
0.53906 | 80
0.50521 | 80
0.3724 | 80
0.16146 | 80
0.052083 | 80
0 | 79
0 | 78
0 | 77
0 | 76
0 | 75
0 | 74
0 | 73
0 | 72
0 | 71
0 | 70
0 | 69
0.075521 | 70.2656
0.24479 | 76.6094
0.46615 | 80
0.6276 | 80
0.74479 | 80
0.75521 | 80
0.66927 | 80
0.57552 | 80
0.54688 | 80
0.42448 | 80
0.27344 | 80
0.14323 | 80
0.036458 | 80
0 | 79
0 | 78
0 | 77
0 | 76
0 | 75
0 | 74
0 | 73
0 | 72
0 | 71
0 | 70
0 | 69
0.039062 | 69.1719
0.1875 | 73.7969
0.34375 | 80
0.4349 | 80
0.58594 | 80
0.61979 | 80
0.65885 | 80
0.60938 | 80
0.54167 | 80
0.45573 | 80
0.32031 | 80
0.13542 | 80
0.028646 | 79.8594
0 | 78.8594
0 | 77.8594
0 | 76.8594
0 | 75.8594
0 | 74.8594
0 | 73.8594
0 | 72.8594
0 | 71.8594
0 | 70.8594
0 | 69.8594
0 | 68.8594
0.0078125 | 68.0938
0.033854 | 68.1094
0.083333 | 69.6094
0.10417 | 71.7344
0.23177 | 77.6875
0.36458 | 80
0.36979 | 80
0.38281 | 80
0.375 | 80
0.21094 | 80
0.15625 | 80
0.070312 | 80
0.023438 | 79.7031
0 | 78.7031
0 | 77.7031
0 | 76.7031
0 | 75.7031
0 | 74.7031
0 | 73.7031
0 | 72.7031
0 | 71.7031
0 | 70.7031
0 | 69.7031
0 | 68.7031
0.026042 | 68.4844
0.17188 | 72.6406
0.46875 | 80
0.60677 | 80
0.74219 | 80
0.77865 | 80
0.77604 | 80
0.75781 | 80
0.65365 | 80
0.52344 | 80
0.32812 | 80
0.15885 | 80
0.033854 | 80
0 | 79
0 | 78
0 | 77
0 | 76
0 | 75
0 | 74
0 | 73
0 | 72
0 | 71
0 | 70
0 | 69
0.065104 | 69.9531
0.22917 | 75.8281
0.44271 | 80
0.59375 | 80
0.71094 | 80
0.70312 | 80
0.61198 | 80
0.60938 | 80
0.5651 | 80
0.51823 | 80
0.35677 | 80
0.16667 | 80
0.041667 | 80
0 | 79
0 | 78
0 | 77
0 | 76
0 | 75
0 | 74
0 | 73
0 | 72
0 | 71
0 | 70
0 | 69
0.046875 | 69.4062
0.039062 | 69.5781
0.38021 | 79.9844
0.57031 | 80
0.59635 | 80
0.64583 | 80
0.70312 | 80
0.70052 | 80
0.57031 | 80
0.49479 | 80
0.26562 | 80
0.13021 | 80
0.023438 | 79.7031
0 | 78.7031
0 | 77.7031
0 | 76.7031
0 | 75.7031
0 | 74.7031
0 | 73.7031
0 | 72.7031
0 | 71.7031
0 | 70.7031
0 | 69.7031
0 | 68.7031
0.0026042 | 67.7812
0.015625 | 67.25
0.065104 | 68.2031
0.20833 | 73.4531
0.23698 | 79.5625
0.21875 | 80
0.3151 | 80
0.33073 | 80
0.24219 | 80
0.17188 | 80
0.11458 | 80
0.11458 | 80
0.020833 | 79.625
0 | 78.625
0 | 77.625
0 | 76.625
0 | 75.625
0 | 74.625
0 | 73.625
0 | 72.625
0 | 71.625
0 | 70.625
0.0026042 | 69.7031
0.0026042 | 68.7812
0.054688 | 69.4219
0.14583 | 72.7969
0.25781 | 79.5312
0.40885 | 80
0.47917 | 80
0.42448 | 80
0.51042 | 80
0.63802 | 80
0.66146 | 80
0.57552 | 80
0.34896 | 80
0.1875 | 80
0.041667 | 80
0 | 79
0 | 78
0 | 77
0 | 76
0 | 75
0 | 74
0 | 73
0 | 72
0 | 71
0.0026042 | 70.0781
0.0026042 | 69.1562
0.067708 | 70.1875
0.27604 | 77.4688
0.52604 | 80
0.72396 | 80
0.82552 | 80
0.80729 | 80
0.76302 | 80
0.6875 | 80
0.69792 | 80
0.55729 | 80
0.38021 | 80
0.17188 | 80
0.03125 | 79.9375
0 | 78.9375
0 | 77.9375
0 | 76.9375
0 | 75.9375
0 | 74.9375
0 | 73.9375
0 | 72.9375
0 | 71.9375
0 | 70.9375
0 | 69.9375
0 | 68.9375
0.059896 | 69.7344
0.26823 | 76.7812
0.52083 | 80
0.70312 | 80
0.8151 | 80
0.80208 | 80
0.6901 | 80
0.74219 | 80
0.67969 | 80
0.52865 | 80
0.32552 | 80
0.13281 | 80
0.026042 | 79.7812
0 | 78.7812
0 | 77.7812
0 | 76.7812
0 | 75.7812
0 | 74.7812
0 | 73.7812
0 | 72.7812
0 | 71.7812
0 | 70.7812
0.0026042 | 69.8594
0.0026042 | 68.9375
0.041667 | 69.1875
0.18229 | 73.6562
0.35156 | 80
0.47396 | 80
0.51562 | 80
0.48958 | 80
0.4349 | 80
0.42708 | 80
0.3776 | 80
0.31771 | 80
0.16146 | 80
0.11458 | 80
0.013021 | 79.3906
0 | 78.3906
0 | 77.3906
0 | 76.3906
0 | 75.3906
0 | 74.3906
0 | 73.3906
0 | 72.3906
0 | 71.3906
0 | 70.3906
0 | 69.3906
0.0026042 | 68.4688
0.010417 | 67.7812
0.125 | 70.5312
0.23438 | 76.5625
0.44271 | 80
0.5 | 80
0.54167 | 80
0.58854 | 80
0.65625 | 80
0.61979 | 80
0.5026 | 80
0.3125 | 80
0.14583 | 80
0.026042 | 79.7812
0 | 78.7812
0 | 77.7812
0 | 76.7812
0 | 75.7812
0 | 74.7812
0 | 73.7812
0 | 72.7812
0 | 71.7812
0 | 70.7812
0 | 69.7812
0 | 68.7812
0.026042 | 68.5625
0.10677 | 70.7656
0.2526 | 77.3438
0.27344 | 80
0.4375 | 80
0.41667 | 80
0.3099 | 80
0.40625 | 80
0.4401 | 80
0.30469 | 80
0.29427 | 80
0.13281 | 80
0.015625 | 79.4688
0 | 78.4688
0 | 77.4688
0 | 76.4688
0 | 75.4688
0 | 74.4688
0 | 73.4688
0 | 72.4688
0 | 71.4688
0 | 70.4688
0 | 69.4688
0.0026042 | 68.5469
0.015625 | 68.0156
0.13802 | 71.1562
0.33854 | 80
0.48698 | 80
0.61458 | 80
0.63542 | 80
0.67188 | 80
0.61979 | 80
0.60677 | 80
0.52865 | 80
0.33333 | 80
0.14323 | 80
0.018229 | 79.5469
0 | 78.5469
0 | 77.5469
0 | 76.5469
0 | 75.5469
0 | 74.5469
0 | 73.5469
0 | 72.5469
0 | 71.5469
0 | 70.5469
0 | 69.5469
0 | 68.5469
0.015625 | 68.0156
0.18229 | 72.4844
0.35677 | 80
0.50781 | 80
0.54948 | 80
0.44271 | 80
0.48958 | 80
0.39583 | 80
0.48438 | 80
0.28646 | 80
0.1849 | 80
0.057292 | 80
0.013021 | 79.3906
0 | 78.3906
0 | 77.3906
0 | 76.3906
0 | 75.3906
0 | 74.3906
0 | 73.3906
0 | 72.3906
0 | 71.3906
0 | 70.3906
0 | 69.3906
0 | 68.3906
0.028646 | 68.25
0.18229 | 72.7188
0.39323 | 80
0.50781 | 80
0.64844 | 80
0.68229 | 80
0.71094 | 80
0.36979 | 80
0.64062 | 80
0.45833 | 80
0.38802 | 80
0.17188 | 80
0.023438 | 79.7031
0 | 78.7031
0 | 77.7031
0 | 76.7031
0 | 75.7031
0 | 74.7031
0 | 73.7031
0 | 72.7031
0 | 71.7031
0 | 70.7031
0 | 69.7031
0 | 68.7031
0.046875 | 69.1094
0.25781 | 75.8438
0.4974 | 80
0.60938 | 80
0.65104 | 80
0.70833 | 80
0.73438 | 80
0.6875 | 80
0.60938 | 80
0.48958 | 80
0.28125 | 80
0.125 | 80
0.015625 | 79.4688
0 | 78.4688
0 | 77.4688
0 | 76.4688
0 | 75.4688
0 | 74.4688
0 | 73.4688
0 | 72.4688
0 | 71.4688
0 | 70.4688
0 | 69.4688
0 | 68.4688
0.018229 | 68.0156
0.13802 | 71.1562
0.29167 | 78.9062
0.42969 | 80
0.5599 | 80
0.57292 | 80
0.59635 | 80
0.67448 | 80
0.65625 | 80
0.51042 | 80
0.32031 | 80
0.11198 | 80
0.010417 | 79.3125
0 | 78.3125
0 | 77.3125
0 | 76.3125
0 | 75.3125
0 | 74.3125
0 | 73.3125
0 | 72.3125
0 | 71.3125
0 | 70.3125
0 | 69.3125
0.0026042 | 68.3906
0.028646 | 68.25
0.070312 | 69.3594
0.11458 | 71.7969
0.19531 | 76.6562
0.30469 | 80
0.48958 | 80
0.57812 | 80
0.64844 | 80
0.60677 | 80
0.5026 | 80
0.3151 | 80
0.13802 | 80
0.015625 | 79.4688
0 | 78.4688
0 | 77.4688
0 | 76.4688
0 | 75.4688
0 | 74.4688
0 | 73.4688
0 | 72.4688
0 | 71.4688
0 | 70.4688
0 | 69.4688
0 | 68.4688
0.020833 | 68.0938
0.21875 | 73.6562
0.42969 | 80
0.65625 | 80
0.7474 | 80
0.77083 | 80
0.70573 | 80
0.46875 | 80
0.35417 | 80
0.35156 | 80
0.20573 | 80
0.10156 | 80
0.018229 | 79.5469
0 | 78.5469
0 | 77.5469
0 | 76.5469
0 | 75.5469
0 | 74.5469
0 | 73.5469
0 | 72.5469
0 | 71.5469
0 | 70.5469
0 | 69.5469
0 | 68.5469
0.036458 | 68.6406
0.2474 | 75.0625
0.42188 | 80
0.55469 | 80
0.64062 | 80
0.55208 | 80
0.65365 | 80
0.67448 | 80
0.69271 | 80
0.5599 | 80
0.3151 | 80
0.1224 | 80
0.0078125 | 79.2344
0 | 78.2344
0 | 77.2344
0 | 76.2344
0 | 75.2344
0 | 74.2344
0 | 73.2344
0 | 72.2344
0 | 71.2344
0 | 70.2344
0 | 69.2344
0 | 68.2344
0.020833 | 67.8594
0.21875 | 73.4219
0.42969 | 80
0.61979 | 80
0.72396 | 80
0.75781 | 80
0.75521 | 80
0.75521 | 80
0.66667 | 80
0.51302 | 80
0.30729 | 80
0.11979 | 80
0.010417 | 79.3125
0 | 78.3125
0 | 77.3125
0 | 76.3125
0 | 75.3125
0 | 74.3125
0 | 73.3125
0 | 72.3125
0 | 71.3125
0 | 70.3125
0 | 69.3125
0 | 68.3125
0.010417 | 67.625
0.13021 | 70.5312
0.2526 | 77.1094
0.36719 | 80
0.51823 | 80
0.52604 | 80
0.56771 | 80
0.50781 | 80
0.54688 | 80
0.42188 | 80
0.31771 | 80
0.098958 | 80
0.010417 | 79.3125
0 | 78.3125
0 | 77.3125
0 | 76.3125
0 | 75.3125
0 | 74.3125
0 | 73.3125
0 | 72.3125
0 | 71.3125
0 | 70.3125
0 | 69.3125
0.0026042 | 68.3906
0.033854 | 68.4062
0.17448 | 72.6406
0.35156 | 80
0.47135 | 80
0.55469 | 80
0.53646 | 80
0.53385 | 80
0.51562 | 80
0.44792 | 80
0.34375 | 80
0.19792 | 80
0.072917 | 80
0.0078125 | 79.2344
0 | 78.2344
0 | 77.2344
0 | 76.2344
0 | 75.2344
0 | 74.2344
0 | 73.2344
0 | 72.2344
0 | 71.2344
0 | 70.2344
0 | 69.2344
0.0026042 | 68.3125
0.044271 | 68.6406
0.16927 | 72.7188
0.34115 | 80
0.41146 | 80
0.52344 | 80
0.52604 | 80
0.64323 | 80
0.57812 | 80
0.5 | 80
0.35677 | 80
0.22656 | 80
0.09375 | 80
0.010417 | 79.3125
0 | 78.3125
0 | 77.3125
0 | 76.3125
0 | 75.3125
0 | 74.3125
0 | 73.3125
0 | 72.3125
0 | 71.3125
0 | 70.3125
0 | 69.3125
0 | 68.3125
0.028646 | 68.1719
0.125 | 70.9219
0.25781 | 77.6562
0.32292 | 80
0.3776 | 80
0.3776 | 80
0.3724 | 80
0.36719 | 80
0.33854 | 80
0.28646 | 80
0.17969 | 80
0.075521 | 80
0.0052083 | 79.1562
0 | 78.1562
0 | 77.1562
0 | 76.1562
0 | 75.1562
0 | 74.1562
0 | 73.1562
0 | 72.1562
0 | 71.1562
0 | 70.1562
0 | 69.1562
0 | 68.1562
0.0052083 | 67.3125
0.059896 | 68.1094
0.17188 | 72.2656
0.22917 | 78.1406
0.2474 | 80
0.24219 | 80
0.2474 | 80
0.28646 | 80
0.2526 | 80
0.21615 | 80
0.13021 | 80
0.046875 | 80
0.0052083 | 79.1562
0 | 78.1562
0 | 77.1562
0 | 76.1562
0 | 75.1562
0 | 74.1562
0 | 73.1562
0 | 72.1562
0 | 71.1562
0 | 70.1562
0 | 69.1562
0 | 68.1562
0 | 67.1562
0 | 66.1562
0 | 65.1562
0 | 64.1562
0 | 63.1562
0 | 62.1562
0 | 61.1562
0 | 60.1562
0 | 59.1562
0 | 58.1562
0 | 57.1562
0 | 56.1562
0 | 55.1562
0 | 54.1562
0 | 53.1562
0 | 52.1562
0 | 51.1562
0 | 50.1562
0 | 49.1562
0 | 48.1562
0 | 47.1562
0 | 46.1562
0 | 45.1562
0 | 44.1562
0.013021 | 43.5469
0.11979 | 46.1406
0.25781 | 52.875
0.39323 | 63.6719
0.61198 | 80
0.67188 | 80
0.76562 | 80
0.65365 | 80
0.57292 | 80
0.52344 | 80
0.3099 | 80
0.091146 | 80
0.0052083 | 79.1562
0 | 78.1562
0 | 77.1562
0 | 76.1562
0 | 75.1562
0 | 74.1562
0 | 73.1562
0 | 72.1562
0 | 71.1562
0 | 70.1562
0 | 69.1562
0.0026042 | 68.2344
0.026042 | 68.0156
0.1901 | 72.7188
0.3776 | 80
0.58333 | 80
0.64323 | 80
0.6224 | 80
0.66146 | 80
0.59635 | 80
0.53906 | 80
0.48698 | 80
0.30729 | 80
0.10417 | 80
0.0052083 | 79.1562
0 | 78.1562
0 | 77.1562
0 | 76.1562
0 | 75.1562
0 | 74.1562
0 | 73.1562
0 | 72.1562
0 | 71.1562
0 | 70.1562
0 | 69.1562
0 | 68.1562
0.020833 | 67.7812
0.19792 | 72.7188
0.39062 | 80
0.5 | 80
0.64844 | 80
0.69271 | 80
0.75 | 80
0.76302 | 80
0.70052 | 80
0.54167 | 80
0.28906 | 80
0.083333 | 80
0.0052083 | 79.1562
0 | 78.1562
0 | 77.1562
0 | 76.1562
0 | 75.1562
0 | 74.1562
0 | 73.1562
0 | 72.1562
0 | 71.1562
0 | 70.1562
0 | 69.1562
0 | 68.1562
0.020833 | 67.7812
0.13021 | 70.6875
0.2526 | 77.2656
0.39583 | 80
0.55469 | 80
0.63021 | 80
0.71615 | 80
0.73177 | 80
0.6276 | 80
0.4401 | 80
0.30469 | 80
0.072917 | 80
0.0026042 | 79.0781
0 | 78.0781
0 | 77.0781
0 | 76.0781
0 | 75.0781
0 | 74.0781
0 | 73.0781
0 | 72.0781
0 | 71.0781
0 | 70.0781
0 | 69.0781
0 | 68.0781
0.018229 | 67.625
0.16927 | 71.7031
0.28906 | 79.375
0.59896 | 80
0.69271 | 80
0.75521 | 80
0.76562 | 80
0.78385 | 80
0.6875 | 80
0.53125 | 80
0.3099 | 80
0.10156 | 80
0.0026042 | 79.0781
0 | 78.0781
0 | 77.0781
0 | 76.0781
0 | 75.0781
0 | 74.0781
0 | 73.0781
0 | 72.0781
0 | 71.0781
0 | 70.0781
0 | 69.0781
0 | 68.0781
0.023438 | 67.7812
0.20573 | 72.9531
0.42448 | 80
0.5625 | 80
0.58333 | 80
0.6875 | 80
0.63542 | 80
0.64844 | 80
0.52604 | 80
0.32292 | 80
0.21875 | 80
0.072917 | 80
0.0026042 | 79.0781
0 | 78.0781
0 | 77.0781
0 | 76.0781
0 | 75.0781
0 | 74.0781
0 | 73.0781
0 | 72.0781
0 | 71.0781
0 | 70.0781
0 | 69.0781
0 | 68.0781
0 | 67.0781
0 | 66.0781
0 | 65.0781
0 | 64.0781
0 | 63.0781
0 | 62.0781
0 | 61.0781
0 | 60.0781
0 | 59.0781
0 | 58.0781
0 | 57.0781
0 | 56.0781
0 | 55.0781
0 | 54.0781
0 | 53.0781
0 | 52.0781
0 | 51.0781
0 | 50.0781
0 | 49.0781
0 | 48.0781
0 | 47.0781
0 | 46.0781
0 | 45.0781
0 | 44.0781
0.018229 | 43.625
0.17448 | 47.8594
0.42708 | 59.6719
0.57292 | 75.8594
0.67969 | 80
0.64062 | 80
0.66927 | 80
0.65104 | 80
0.59635 | 80
0.45573 | 80
0.26562 | 80
0.10677 | 80
0.0026042 | 79.0781
0 | 78.0781
0 | 77.0781
0 | 76.0781
0 | 75.0781
0 | 74.0781
0 | 73.0781
0 | 72.0781
0 | 71.0781
0 | 70.0781
0 | 69.0781
0 | 68.0781
0.026042 | 67.8594
0.11458 | 70.2969
0.13281 | 73.2812
0.29688 | 80
0.42708 | 80
0.35938 | 80
0.32292 | 80
0.32552 | 80
0.29427 | 80
0.15365 | 80
0.11458 | 80
0.028646 | 79.8594
0 | 78.8594
0 | 77.8594
0 | 76.8594
0 | 75.8594
0 | 74.8594
0 | 73.8594
0 | 72.8594
0 | 71.8594
0 | 70.8594
0 | 69.8594
0 | 68.8594
0 | 67.8594
0.0026042 | 66.9375
0.088542 | 68.5938
0.29167 | 76.3438
0.54688 | 80
0.4974 | 80
0.58854 | 80
0.60156 | 80
0.59115 | 80
0.39323 | 80
0.375 | 80
0.20312 | 80
0.057292 | 80
0.0026042 | 79.0781
0 | 78.0781
0 | 77.0781
0 | 76.0781
0 | 75.0781
0 | 74.0781
0 | 73.0781
0 | 72.0781
0 | 71.0781
0 | 70.0781
0 | 69.0781
0 | 68.0781
0.036458 | 68.1719
0.21875 | 73.7344
0.42969 | 80
0.63281 | 80
0.65104 | 80
0.60156 | 80
0.33854 | 80
0.028646 | 79.8594
0.072917 | 80
0.30729 | 80
0.19531 | 80
0.057292 | 80
0 | 79
0 | 78
0 | 77
0 | 76
0 | 75
0 | 74
0 | 73
0 | 72
0 | 71
0 | 70
0 | 69
0.0026042 | 68.0781
0.039062 | 68.25
0.2474 | 74.6719
0.40365 | 80
0.73958 | 80
0.8151 | 80
0.84375 | 80
0.85677 | 80
0.85677 | 80
0.77083 | 80
0.57812 | 80
0.3125 | 80
0.091146 | 80
0 | 79
0 | 78
0 | 77
0 | 76
0 | 75
0 | 74
0 | 73
0 | 72
0 | 71
0 | 70
0 | 69
0.0026042 | 68.0781
0.026042 | 67.8594
0.17188 | 72.0156
0.27604 | 79.2969
0.38281 | 80
0.41146 | 80
0.5026 | 80
0.55729 | 80
0.58333 | 80
0.42448 | 80
0.25781 | 80
0.14062 | 80
0.028646 | 79.8594
0 | 78.8594
0 | 77.8594
0 | 76.8594
0 | 75.8594
0 | 74.8594
0 | 73.8594
0 | 72.8594
0 | 71.8594
0 | 70.8594
0 | 69.8594
0 | 68.8594
0 | 67.8594
0 | 66.8594
0.0052083 | 66.0156
0.039062 | 66.1875
0.098958 | 68.1562
0.11719 | 70.6719
0.10417 | 72.7969
0.11198 | 75.1562
0.13542 | 78.2188
0.16146 | 80
0.09375 | 80
0.067708 | 80
0.018229 | 79.5469
0 | 78.5469
0 | 77.5469
0 | 76.5469
0 | 75.5469
0 | 74.5469
0 | 73.5469
0 | 72.5469
0 | 71.5469
0 | 70.5469
0 | 69.5469
0 | 68.5469
0 | 67.5469
0.0026042 | 66.625
0.013021 | 66.0156
0.059896 | 66.8125
0.22396 | 72.5312
0.29688 | 80
0.31771 | 80
0.44792 | 80
0.5651 | 80
0.54948 | 80
0.4974 | 80
0.27604 | 80
0.078125 | 80
0 | 79
0 | 78
0 | 77
0 | 76
0 | 75
0 | 74
0 | 73
0 | 72
0 | 71
0 | 70
0 | 69
0 | 68
0.023438 | 67.7031
0.13281 | 70.6875
0.23438 | 76.7188
0.40625 | 80
0.5026 | 80
0.40365 | 80
0.38542 | 80
0.41146 | 80
0.27344 | 80
0.13542 | 80
0.0625 | 80
0.010417 | 79.3125
0 | 78.3125
0 | 77.3125
0 | 76.3125
0 | 75.3125
0 | 74.3125
0 | 73.3125
0 | 72.3125
0 | 71.3125
0 | 70.3125
0 | 69.3125
0 | 68.3125
0 | 67.3125
0.020833 | 66.9375
0.10677 | 69.1406
0.22135 | 74.7812
0.27604 | 80
0.28646 | 80
0.40104 | 80
0.45052 | 80
0.39844 | 80
0.46615 | 80
0.28646 | 80
0.14583 | 80
0.026042 | 79.7812
0 | 78.7812
0 | 77.7812
0 | 76.7812
0 | 75.7812
0 | 74.7812
0 | 73.7812
0 | 72.7812
0 | 71.7812
0 | 70.7812
0 | 69.7812
0 | 68.7812
0 | 67.7812
0.028646 | 67.6406
0.23698 | 73.75
0.48698 | 80
0.55208 | 80
0.54948 | 80
0.5651 | 80
0.4349 | 80
0.36198 | 80
0.22396 | 80
0.38542 | 80
0.23177 | 80
0.046875 | 80
0 | 79
0 | 78
0 | 77
0 | 76
0 | 75
0 | 74
0 | 73
0 | 72
0 | 71
0 | 70
0 | 69
0 | 68
0.0026042 | 67.0781
0.041667 | 67.3281
0.10938 | 69.6094
0.16406 | 73.5312
0.20312 | 78.625
0.19271 | 80
0.18229 | 80
0.13021 | 80
0.088542 | 80
0.049479 | 80
0.039062 | 80
0.0052083 | 79.1562
0 | 78.1562
0 | 77.1562
0 | 76.1562
0 | 75.1562
0 | 74.1562
0 | 73.1562
0 | 72.1562
0 | 71.1562
0 | 70.1562
0 | 69.1562
0 | 68.1562
0 | 67.1562
0 | 66.1562
0.018229 | 65.7031
0.049479 | 66.1875
0.09375 | 68
0.16927 | 72.0781
0.1849 | 76.625
0.20312 | 80
0.17969 | 80
0.1276 | 80
0.080729 | 80
0.046875 | 80
0.010417 | 79.3125
0 | 78.3125
0 | 77.3125
0 | 76.3125
0 | 75.3125
0 | 74.3125
0 | 73.3125
0 | 72.3125
0 | 71.3125
0 | 70.3125
0 | 69.3125
0 | 68.3125
0 | 67.3125
0 | 66.3125
0.0078125 | 65.5469
0.078125 | 66.8906
0.11979 | 69.4844
0.13281 | 72.4688
0.15104 | 76
0.20573 | 80
0.20573 | 80
0.19271 | 80
0.19271 | 80
0.080729 | 80
0.0078125 | 79.2344
0 | 78.2344
0 | 77.2344
0 | 76.2344
0 | 75.2344
0 | 74.2344
0 | 73.2344
0 | 72.2344
0 | 71.2344
0 | 70.2344
0 | 69.2344
0 | 68.2344
0 | 67.2344
0 | 66.2344
0.033854 | 66.25
0.088542 | 67.9062
0.13281 | 70.8906
0.16406 | 74.8125
0.20312 | 79.9062
0.19531 | 80
0.27344 | 80
0.3151 | 80
0.25781 | 80
0.098958 | 80
0.023438 | 79.7031
0 | 78.7031
0 | 77.7031
0 | 76.7031
0 | 75.7031
0 | 74.7031
0 | 73.7031
0 | 72.7031
0 | 71.7031
0 | 70.7031
0 | 69.7031
0 | 68.7031
0 | 67.7031
0 | 66.7031
0.0052083 | 65.8594
0.044271 | 66.1875
0.13021 | 69.0938
0.26042 | 75.9062
0.375 | 80
0.58854 | 80
0.7526 | 80
0.75781 | 80
0.50781 | 80
0.28385 | 80
0.049479 | 80
0 | 79
0 | 78
0 | 77
0 | 76
0 | 75
0 | 74
0 | 73
0 | 72
0 | 71
0 | 70
0 | 69
0 | 68
0.020833 | 67.625
0.1901 | 72.3281
0.3776 | 80
0.36719 | 80
0.40625 | 80
0.40104 | 80
0.30208 | 80
0.29167 | 80
0.27083 | 80
0.15625 | 80
0.059896 | 80
0.010417 | 79.3125
0 | 78.3125
0 | 77.3125
0 | 76.3125
0 | 75.3125
0 | 74.3125
0 | 73.3125
0 | 72.3125
0 | 71.3125
0 | 70.3125
0 | 69.3125
0 | 68.3125
0 | 67.3125
0 | 66.3125
0.010417 | 65.625
0.026042 | 65.4062
0.065104 | 66.3594
0.091146 | 68.0938
0.080729 | 69.5156
0.1901 | 74.2188
0.20833 | 79.4688
0.17448 | 80
0.091146 | 80
0.03125 | 79.9375
0 | 78.9375
0 | 77.9375
0 | 76.9375
0 | 75.9375
0 | 74.9375
0 | 73.9375
0 | 72.9375
0 | 71.9375
0 | 70.9375
0 | 69.9375
0 | 68.9375
0 | 67.9375
0 | 66.9375
0 | 65.9375
0.03125 | 65.875
0.10156 | 67.9219
0.1224 | 70.5938
0.16146 | 74.4375
0.23438 | 80
0.21615 | 80
0.14583 | 80
0.10156 | 80
0.083333 | 80
0.041667 | 80
0.0052083 | 79.1562
0 | 78.1562
0 | 77.1562
0 | 76.1562
0 | 75.1562
0 | 74.1562
0 | 73.1562
0 | 72.1562
0 | 71.1562
0 | 70.1562
0 | 69.1562
0 | 68.1562
0.0026042 | 67.2344
0.0026042 | 66.3125
0.023438 | 66.0156
0.070312 | 67.125
0.11198 | 69.4844
0.17188 | 73.6406
0.22396 | 79.3594
0.2526 | 80
0.20573 | 80
0.19271 | 80
0.17448 | 80
0.09375 | 80
0.013021 | 79.3906
0 | 78.3906
0 | 77.3906
0 | 76.3906
0 | 75.3906
0 | 74.3906
0 | 73.3906
0 | 72.3906
0 | 71.3906
0 | 70.3906
0 | 69.3906
0 | 68.3906
0 | 67.3906
0.010417 | 66.7031
0.11979 | 69.2969
0.20833 | 74.5469
0.42969 | 80
0.5026 | 80
0.54167 | 80
0.57292 | 80
0.5625 | 80
0.40625 | 80
0.26823 | 80
0.11458 | 80
0.013021 | 79.3906
0 | 78.3906
0 | 77.3906
0 | 76.3906
0 | 75.3906
0 | 74.3906
0 | 73.3906
0 | 72.3906
0 | 71.3906
0 | 70.3906
0 | 69.3906
0 | 68.3906
0 | 67.3906
0.028646 | 67.25
0.09375 | 69.0625
0.24219 | 75.3281
0.41927 | 80
0.5 | 80
0.53906 | 80
0.50781 | 80
0.52604 | 80
0.42188 | 80
0.23958 | 80
0.067708 | 80
0.0052083 | 79.1562
0 | 78.1562
0 | 77.1562
0 | 76.1562
0 | 75.1562
0 | 74.1562
0 | 73.1562
0 | 72.1562
0 | 71.1562
0 | 70.1562
0 | 69.1562
0 | 68.1562
0 | 67.1562
0 | 66.1562
0.028646 | 66.0156
0.1276 | 68.8438
0.20833 | 74.0938
0.3776 | 80
0.4375 | 80
0.4375 | 80
0.39323 | 80
0.28125 | 80
0.14844 | 80
0.065104 | 80
0.0078125 | 79.2344
0 | 78.2344
0 | 77.2344
0 | 76.2344
0 | 75.2344
0 | 74.2344
0 | 73.2344
0 | 72.2344
0 | 71.2344
0 | 70.2344
0 | 69.2344
0 | 68.2344
0 | 67.2344
0.0078125 | 66.4688
0.11198 | 68.8281
0.26042 | 75.6406
0.34896 | 80
0.3776 | 80
0.32031 | 80
0.40885 | 80
0.35417 | 80
0.28125 | 80
0.15885 | 80
0.052083 | 80
0 | 79
0 | 78
0 | 77
0 | 76
0 | 75
0 | 74
0 | 73
0 | 72
0 | 71
0 | 70
0 | 69
0 | 68
0 | 67
0.0052083 | 66.1562
0.078125 | 67.5
0.22396 | 73.2188
0.41406 | 80
0.46354 | 80
0.52604 | 80
0.47656 | 80
0.52604 | 80
0.39844 | 80
0.28646 | 80
0.13542 | 80
0.013021 | 79.3906
0 | 78.3906
0 | 77.3906
0 | 76.3906
0 | 75.3906
0 | 74.3906
0 | 73.3906
0 | 72.3906
0 | 71.3906
0 | 70.3906
0 | 69.3906
0 | 68.3906
0 | 67.3906
0.0052083 | 66.5469
0.096354 | 68.4375
0.23698 | 74.5469
0.36198 | 80
0.42188 | 80
0.54427 | 80
0.61979 | 80
0.5625 | 80
0.53125 | 80
0.3724 | 80
0.17188 | 80
0.015625 | 79.4688
0 | 78.4688
0 | 77.4688
0 | 76.4688
0 | 75.4688
0 | 74.4688
0 | 73.4688
0 | 72.4688
0 | 71.4688
0 | 70.4688
0 | 69.4688
0 | 68.4688
0 | 67.4688
0 | 66.4688
0 | 65.4688
0.010417 | 64.7812
0.023438 | 64.4844
0.044271 | 64.8125
0.1276 | 67.6406
0.13542 | 70.7031
0.13281 | 73.6875
0.15885 | 77.4531
0.080729 | 78.875
0.0625 | 79.75
0.013021 | 79.1406
0 | 78.1406
0 | 77.1406
0 | 76.1406
0 | 75.1406
0 | 74.1406
0 | 73.1406
0 | 72.1406
0 | 71.1406
0 | 70.1406
0 | 69.1406
0 | 68.1406
0 | 67.1406
0.0078125 | 66.375
0.16406 | 70.2969
0.33073 | 79.2188
0.42188 | 80
0.65365 | 80
0.57812 | 80
0.55469 | 80
0.57812 | 80
0.4375 | 80
0.27604 | 80
0.13802 | 80
0.013021 | 79.3906
0 | 78.3906
0 | 77.3906
0 | 76.3906
0 | 75.3906
0 | 74.3906
0 | 73.3906
0 | 72.3906
0 | 71.3906
0 | 70.3906
0 | 69.3906
0 | 68.3906
0 | 67.3906
0 | 66.3906
0.065104 | 67.3438
0.16146 | 71.1875
0.24479 | 77.5312
0.3151 | 80
0.30208 | 80
0.41146 | 80
0.45052 | 80
0.36979 | 80
0.28906 | 80
0.11458 | 80
0.0052083 | 79.1562
0 | 78.1562
0 | 77.1562
0 | 76.1562
0 | 75.1562
0 | 74.1562
0 | 73.1562
0 | 72.1562
0 | 71.1562
0 | 70.1562
0 | 69.1562
0 | 68.1562
0 | 67.1562
0.0078125 | 66.3906
0.16406 | 70.3125
0.33073 | 79.2344
0.45052 | 80
0.51823 | 80
0.55469 | 80
0.58333 | 80
0.5625 | 80
0.55729 | 80
0.45833 | 80
0.19271 | 80
0.013021 | 79.3906
0 | 78.3906
0 | 77.3906
0 | 76.3906
0 | 75.3906
0 | 74.3906
0 | 73.3906
0 | 72.3906
0 | 71.3906
0 | 70.3906
0 | 69.3906
0 | 68.3906
0 | 67.3906
0.0052083 | 66.5469
0.15104 | 70.0781
0.34896 | 79.5469
0.55469 | 80
0.56771 | 80
0.56771 | 80
0.47396 | 80
0.32292 | 80
0.17969 | 80
0.078125 | 80
0.020833 | 79.625
0 | 78.625
0 | 77.625
0 | 76.625
0 | 75.625
0 | 74.625
0 | 73.625
0 | 72.625
0 | 71.625
0 | 70.625
0 | 69.625
0 | 68.625
0 | 67.625
0 | 66.625
0.0026042 | 65.7031
0.11979 | 68.2969
0.34375 | 77.6094
0.44792 | 80
0.5599 | 80
0.46354 | 80
0.49219 | 80
0.36979 | 80
0.1875 | 80
0.11198 | 80
0.041667 | 80
0 | 79
0 | 78
0 | 77
0 | 76
0 | 75
0 | 74
0 | 73
0 | 72
0 | 71
0 | 70
0 | 69
0 | 68
0 | 67
0.0026042 | 66.0781
0.09375 | 67.8906
0.24219 | 74.1562
0.36198 | 80
0.39062 | 80
0.48438 | 80
0.46094 | 80
0.29948 | 80
0.27344 | 80
0.19531 | 80
0.0625 | 80
0.0026042 | 79.0781
0 | 78.0781
0 | 77.0781
0 | 76.0781
0 | 75.0781
0 | 74.0781
0 | 73.0781
0 | 72.0781
0 | 71.0781
0 | 70.0781
0 | 69.0781
0 | 68.0781
0 | 67.0781
0 | 66.0781
0.049479 | 66.5625
0.17708 | 70.875
0.34896 | 80
0.40625 | 80
0.4375 | 80
0.42448 | 80
0.40365 | 80
0.32552 | 80
0.23177 | 80
0.096354 | 80
0.0078125 | 79.2344
0 | 78.2344
0 | 77.2344
0 | 76.2344
0 | 75.2344
0 | 74.2344
0 | 73.2344
0 | 72.2344
0 | 71.2344
0 | 70.2344
0 | 69.2344
0 | 68.2344
0 | 67.2344
0 | 66.2344
0.057292 | 66.9531
0.21094 | 72.2812
0.34896 | 80
0.3151 | 80
0.38021 | 80
0.23438 | 80
0.32552 | 80
0.27344 | 80
0.15104 | 80
0.085938 | 80
0.0026042 | 79.0781
0 | 78.0781
0 | 77.0781
0 | 76.0781
0 | 75.0781
0 | 74.0781
0 | 73.0781
0 | 72.0781
0 | 71.0781
0 | 70.0781
0 | 69.0781
0 | 68.0781
0 | 67.0781
0 | 66.0781
0.085938 | 67.6562
0.23438 | 73.6875
0.33333 | 80
0.34635 | 80
0.33333 | 80
0.32031 | 80
0.27083 | 80
0.1901 | 80
0.11719 | 80
0.057292 | 80
0.0026042 | 79.0781
0 | 78.0781
0 | 77.0781
0 | 76.0781
0 | 75.0781
0 | 74.0781
0 | 73.0781
0 | 72.0781
0 | 71.0781
0 | 70.0781
0 | 69.0781
0 | 68.0781
0 | 67.0781
0 | 66.0781
0.033854 | 66.0938
0.11719 | 68.6094
0.20573 | 73.7812
0.34635 | 80
0.51562 | 80
0.44271 | 80
0.43229 | 80
0.33073 | 80
0.25 | 80
0.057292 | 80
0 | 79
0 | 78
0 | 77
0 | 76
0 | 75
0 | 74
0 | 73
0 | 72
0 | 71
0 | 70
0 | 69
0 | 68
0 | 67
0 | 66
0.018229 | 65.5469
0.078125 | 66.8906
0.16667 | 70.8906
0.25781 | 77.625
0.28385 | 80
0.25521 | 80
0.27344 | 80
0.2474 | 80
0.14583 | 80
0.046875 | 80
0 | 79
0 | 78
0 | 77
0 | 76
0 | 75
0 | 74
0 | 73
0 | 72
0 | 71
0 | 70
0 | 69
0 | 68
0 | 67
0.0026042 | 66.0781
0.018229 | 65.625
0.057292 | 66.3438
0.09375 | 68.1562
0.11458 | 70.5938
0.17448 | 74.8281
0.17969 | 79.2188
0.16927 | 80
0.14323 | 80
0.067708 | 80
0.020833 | 79.625
0 | 78.625
0 | 77.625
0 | 76.625
0 | 75.625
0 | 74.625
0 | 73.625
0 | 72.625
0 | 71.625
0 | 70.625
0 | 69.625
0 | 68.625
0 | 67.625
0 | 66.625
0 | 65.625
0.010417 | 64.9375
0.059896 | 65.7344
0.1224 | 68.4062
0.16927 | 72.4844
0.16146 | 76.3281
0.13542 | 79.3906
0.1276 | 80
0.125 | 80
0.052083 | 80
0.0078125 | 79.2344
0 | 78.2344
0 | 77.2344
0 | 76.2344
0 | 75.2344
0 | 74.2344
0 | 73.2344
0 | 72.2344
0 | 71.2344
0 | 70.2344
0 | 69.2344
0 | 68.2344
0 | 67.2344
0 | 66.2344
0 | 65.2344
0.0052083 | 64.3906
0.044271 | 64.7188
0.096354 | 66.6094
0.14062 | 69.8281
0.20833 | 75.0781
0.28125 | 80
0.39062 | 80
0.34896 | 80
0.26562 | 80
0.091146 | 80
0 | 79
0 | 78
0 | 77
0 | 76
0 | 75
0 | 74
0 | 73
0 | 72
0 | 71
0 | 70
0 | 69
0 | 68
0 | 67
0 | 66
0.10417 | 68.125
0.32812 | 76.9688
0.47135 | 80
0.60156 | 80
0.71615 | 80
0.69531 | 80
0.61719 | 80
0.42188 | 80
0.29167 | 80
0.065104 | 80
0 | 79
0 | 78
0 | 77
0 | 76
0 | 75
0 | 74
0 | 73
0 | 72
0 | 71
0 | 70
0 | 69
0 | 68
0 | 67
0 | 66
0.0026042 | 65.0781
0.010417 | 64.3906
0.036458 | 64.4844
0.059896 | 65.2812
0.0625 | 66.1562
0.057292 | 66.875
0.080729 | 68.2969
0.10677 | 70.5
0.054688 | 71.1406
0.013021 | 70.5312
0 | 69.5312
0 | 68.5312
0 | 67.5312
0 | 66.5312
0 | 65.5312
0 | 64.5312
0 | 63.5312
0 | 62.5312
0 | 61.5312
0 | 60.5312
0 | 59.5312
0 | 58.5312
0 | 57.5312
0 | 56.5312
0 | 55.5312
0.033854 | 55.5469
0.072917 | 56.7344
0.096354 | 58.625
0.13542 | 61.6875
0.15885 | 65.4531
0.10938 | 67.7344
0.078125 | 69.0781
0.026042 | 68.8594
0.0052083 | 68.0156
0 | 67.0156
0 | 66.0156
0 | 65.0156
0 | 64.0156
0 | 63.0156
0 | 62.0156
0 | 61.0156
0 | 60.0156
0 | 59.0156
0 | 58.0156
0 | 57.0156
0 | 56.0156
0 | 55.0156
0 | 54.0156
0.0052083 | 53.1719
0.028646 | 53.0312
0.072917 | 54.2188
0.11979 | 56.8125
0.11979 | 59.4062
0.14844 | 62.8594
0.11198 | 65.2188
0.078125 | 66.5625
0.046875 | 66.9688
0.010417 | 66.2812
0 | 65.2812
0 | 64.2812
0 | 63.2812
0 | 62.2812
0 | 61.2812
0 | 60.2812
0 | 59.2812
0 | 58.2812
0 | 57.2812
0 | 56.2812
0 | 55.2812
0 | 54.2812
0 | 53.2812
0 | 52.2812
0.015625 | 51.75
0.075521 | 53.0156
0.19792 | 57.9531
0.23958 | 64.1406
0.27083 | 71.2656
0.2474 | 77.6875
0.24219 | 80
0.23438 | 80
0.14062 | 80
0.03125 | 79.9375
0 | 78.9375
0 | 77.9375
0 | 76.9375
0 | 75.9375
0 | 74.9375
0 | 73.9375
0 | 72.9375
0 | 71.9375
0 | 70.9375
0 | 69.9375
0 | 68.9375
0 | 67.9375
0 | 66.9375
0 | 65.9375
0.052083 | 66.5
0.33073 | 75.4219
0.625 | 80
0.6875 | 80
0.71615 | 80
0.66406 | 80
0.55208 | 80
0.44531 | 80
0.24479 | 80
0.033854 | 80
0 | 79
0 | 78
0 | 77
0 | 76
0 | 75
0 | 74
0 | 73
0 | 72
0 | 71
0 | 70
0 | 69
0 | 68
0 | 67
0 | 66
0 | 65
0.028646 | 64.8594
0.049479 | 65.3438
0.10156 | 67.3906
0.1276 | 70.2188
0.17448 | 74.4531
0.125 | 77.2031
0.09375 | 79.0156
0.052083 | 79.5781
0.023438 | 79.2812
0 | 78.2812
0 | 77.2812
0 | 76.2812
0 | 75.2812
0 | 74.2812
0 | 73.2812
0 | 72.2812
0 | 71.2812
0 | 70.2812
0 | 69.2812
0 | 68.2812
0 | 67.2812
0 | 66.2812
0 | 65.2812
0.0026042 | 64.3594
0.023438 | 64.0625
0.046875 | 64.4688
0.11198 | 66.8281
0.17969 | 71.2188
0.33073 | 80
0.28125 | 80
0.10156 | 80
0.075521 | 80
0.013021 | 79.3906
0 | 78.3906
0 | 77.3906
0 | 76.3906
0 | 75.3906
0 | 74.3906
0 | 73.3906
0 | 72.3906
0 | 71.3906
0 | 70.3906
0 | 69.3906
0 | 68.3906
0 | 67.3906
0 | 66.3906
0 | 65.3906
0.026042 | 65.1719
0.20312 | 70.2656
0.20833 | 75.5156
0.25521 | 80
0.17188 | 80
0.1276 | 80
0.18229 | 80
0.080729 | 80
0.036458 | 80
0.0052083 | 79.1562
0 | 78.1562
0 | 77.1562
0 | 76.1562
0 | 75.1562
0 | 74.1562
0 | 73.1562
0 | 72.1562
0 | 71.1562
0 | 70.1562
0 | 69.1562
0 | 68.1562
0 | 67.1562
0 | 66.1562
0 | 65.1562
0.0078125 | 64.3906
0.044271 | 64.7188
0.091146 | 66.4531
0.21875 | 72.0156
0.24479 | 78.3594
0.22135 | 80
0.1224 | 80
0.10417 | 80
0.065104 | 80
0.015625 | 79.4688
0 | 78.4688
0 | 77.4688
0 | 76.4688
0 | 75.4688
0 | 74.4688
0 | 73.4688
0 | 72.4688
0 | 71.4688
0 | 70.4688
0 | 69.4688
0 | 68.4688
0 | 67.4688
0 | 66.4688
0 | 65.4688
0.0026042 | 64.5469
0.020833 | 64.1719
0.036458 | 64.2656
0.041667 | 64.5156
0.044271 | 64.8438
0.059896 | 65.6406
0.049479 | 66.125
0.033854 | 66.1406
0.0078125 | 65.375
0 | 64.375
0 | 63.375
0 | 62.375
0 | 61.375
0 | 60.375
0 | 59.375
0 | 58.375
0 | 57.375
0 | 56.375
0 | 55.375
0 | 54.375
0 | 53.375
0 | 52.375
0 | 51.375
0 | 50.375
0.041667 | 50.625
0.23958 | 56.8125
0.42708 | 68.625
0.51823 | 80
0.28906 | 80
0.19792 | 80
0.1901 | 80
0.16406 | 80
0.072917 | 80
0.020833 | 79.625
0 | 78.625
0 | 77.625
0 | 76.625
0 | 75.625
0 | 74.625
0 | 73.625
0 | 72.625
0 | 71.625
0 | 70.625
0 | 69.625
0 | 68.625
0 | 67.625
0 | 66.625
0 | 65.625
0.049479 | 66.1094
0.23698 | 72.2188
0.34896 | 80
0.39062 | 80
0.5599 | 80
0.50521 | 80
0.46354 | 80
0.35156 | 80
0.1849 | 80
0.033854 | 80
0 | 79
0 | 78
0 | 77
0 | 76
0 | 75
0 | 74
0 | 73
0 | 72
0 | 71
0 | 70
0 | 69
0 | 68
0 | 67
0 | 66
0.010417 | 65.3125
0.10156 | 67.3594
0.1901 | 72.0625
0.24219 | 78.3281
0.26562 | 80
0.20833 | 80
0.17448 | 80
0.1224 | 80
0.052083 | 80
0.0078125 | 79.2344
0 | 78.2344
0 | 77.2344
0 | 76.2344
0 | 75.2344
0 | 74.2344
0 | 73.2344
0 | 72.2344
0 | 71.2344
0 | 70.2344
0 | 69.2344
0 | 68.2344
0 | 67.2344
0 | 66.2344
0 | 65.2344
0.0026042 | 64.3125
0.03125 | 64.25
0.067708 | 65.2812
0.14062 | 68.5
0.17188 | 72.6562
0.14062 | 75.875
0.075521 | 77.1406
0.070312 | 78.25
0.049479 | 78.7344
0.0078125 | 77.9688
0 | 76.9688
0 | 75.9688
0 | 74.9688
0 | 73.9688
0 | 72.9688
0 | 71.9688
0 | 70.9688
0 | 69.9688
0 | 68.9688
0 | 67.9688
0 | 66.9688
0 | 65.9688
0 | 64.9688
0 | 63.9688
0.028646 | 63.8281
0.15885 | 67.5938
0.38021 | 78
0.4349 | 80
0.5 | 80
0.49479 | 80
0.44531 | 80
0.3099 | 80
0.14844 | 80
0.020833 | 79.625
0 | 78.625
0 | 77.625
0 | 76.625
0 | 75.625
0 | 74.625
0 | 73.625
0 | 72.625
0 | 71.625
0 | 70.625
0 | 69.625
0 | 68.625
0 | 67.625
0 | 66.625
0 | 65.625
0.0052083 | 64.7812
0.039062 | 64.9531
0.078125 | 66.2969
0.1224 | 68.9688
0.15625 | 72.6562
0.16667 | 76.6562
0.098958 | 78.625
0.049479 | 79.1094
0.018229 | 78.6562
0 | 77.6562
0 | 76.6562
0 | 75.6562
0 | 74.6562
0 | 73.6562
0 | 72.6562
0 | 71.6562
0 | 70.6562
0 | 69.6562
0 | 68.6562
0 | 67.6562
0 | 66.6562
0 | 65.6562
0 | 64.6562
0 | 63.6562
0 | 62.6562
0.0052083 | 61.8125
0.013021 | 61.2031
0.018229 | 60.75
0.028646 | 60.6094
0.028646 | 60.4688
0.028646 | 60.3281
0.013021 | 59.7188
0.0052083 | 58.875
0 | 57.875
0 | 56.875
0 | 55.875
0 | 54.875
0 | 53.875
0 | 52.875
0 | 51.875
0 | 50.875
0 | 49.875
0 | 48.875
0 | 47.875
0 | 46.875
0 | 45.875
0 | 44.875
0 | 43.875
0.0052083 | 43.0312
0.044271 | 43.3594
0.14062 | 46.5781
0.25781 | 53.3125
0.22656 | 59.1094
0.15104 | 62.6406
0.096354 | 64.5312
0.10156 | 66.5781
0.059896 | 67.375
0.0026042 | 66.4531
0 | 65.4531
0 | 64.4531
0 | 63.4531
0 | 62.4531
0 | 61.4531
0 | 60.4531
0 | 59.4531
0 | 58.4531
0 | 57.4531
0 | 56.4531
0 | 55.4531
0 | 54.4531
0 | 53.4531
0 | 52.4531
0.0026042 | 51.5312
0.03125 | 51.4688
0.070312 | 52.5781
0.10156 | 54.625
0.059896 | 55.4219
0.078125 | 56.7656
0.070312 | 57.875
0.065104 | 58.8281
0.023438 | 58.5312
0.0026042 | 57.6094
0 | 56.6094
0 | 55.6094
0 | 54.6094
0 | 53.6094
0 | 52.6094
0 | 51.6094
0 | 50.6094
0 | 49.6094
0 | 48.6094
0 | 47.6094
0 | 46.6094
0 | 45.6094
0 | 44.6094
0 | 43.6094
0.018229 | 43.1562
0.15625 | 46.8438
0.29688 | 54.75
0.36719 | 64.7656
0.40104 | 75.7969
0.32292 | 80
0.28125 | 80
0.23438 | 80
0.070312 | 80
0.015625 | 79.4688
0 | 78.4688
0 | 77.4688
0 | 76.4688
0 | 75.4688
0 | 74.4688
0 | 73.4688
0 | 72.4688
0 | 71.4688
0 | 70.4688
0 | 69.4688
0 | 68.4688
0 | 67.4688
0 | 66.4688
0 | 65.4688
0.0052083 | 64.625
0.018229 | 64.1719
0.0625 | 65.0469
0.125 | 67.7969
0.26562 | 74.7656
0.38802 | 80
0.42708 | 80
0.32812 | 80
0.13802 | 80
0.026042 | 79.7812
0 | 78.7812
0 | 77.7812
0 | 76.7812
0 | 75.7812
0 | 74.7812
0 | 73.7812
0 | 72.7812
0 | 71.7812
0 | 70.7812
0 | 69.7812
0 | 68.7812
0 | 67.7812
0 | 66.7812
0 | 65.7812
0 | 64.7812
0.023438 | 64.4844
0.085938 | 66.0625
0.26562 | 73.0312
0.34896 | 80
0.40365 | 80
0.41406 | 80
0.36198 | 80
0.11719 | 80
0.015625 | 79.4688
0 | 78.4688
0 | 77.4688
0 | 76.4688
0 | 75.4688
0 | 74.4688
0 | 73.4688
0 | 72.4688
0 | 71.4688
0 | 70.4688
0 | 69.4688
0 | 68.4688
0 | 67.4688
0 | 66.4688
0 | 65.4688
0.020833 | 65.0938
0.17969 | 69.4844
0.375 | 79.7344
0.55469 | 80
0.70052 | 80
0.71094 | 80
0.71354 | 80
0.55208 | 80
0.24479 | 80
0.023438 | 79.7031
0 | 78.7031
0 | 77.7031
0 | 76.7031
0 | 75.7031
0 | 74.7031
0 | 73.7031
0 | 72.7031
0 | 71.7031
0 | 70.7031
0 | 69.7031
0 | 68.7031
0 | 67.7031
0 | 66.7031
0 | 65.7031
0.0026042 | 64.7812
0.057292 | 65.5
0.25521 | 72.1562
0.48698 | 80
0.51562 | 80
0.50781 | 80
0.46094 | 80
0.34896 | 80
0.17448 | 80
0.026042 | 79.7812
0 | 78.7812
0 | 77.7812
0 | 76.7812
0 | 75.7812
0 | 74.7812
0 | 73.7812
0 | 72.7812
0 | 71.7812
0 | 70.7812
0 | 69.7812
0 | 68.7812
0 | 67.7812
0 | 66.7812
0 | 65.7812
0.0026042 | 64.8594
0.013021 | 64.25
0.19792 | 69.1875
0.22656 | 74.9844
0.25781 | 80
0.16927 | 80
0.11198 | 80
0.041667 | 80
0.015625 | 79.4688
0.0026042 | 78.5469
0 | 77.5469
0 | 76.5469
0 | 75.5469
0 | 74.5469
0 | 73.5469
0 | 72.5469
0 | 71.5469
0 | 70.5469
0 | 69.5469
0 | 68.5469
0 | 67.5469
0 | 66.5469
0 | 65.5469
0 | 64.5469
0.0026042 | 63.625
0.015625 | 63.0938
0.085938 | 64.6719
0.1224 | 67.3438
0.16667 | 71.3438
0.13542 | 74.4062
0.09375 | 76.2188
0.088542 | 77.875
0.026042 | 77.6562
0 | 76.6562
0 | 75.6562
0 | 74.6562
0 | 73.6562
0 | 72.6562
0 | 71.6562
0 | 70.6562
0 | 69.6562
0 | 68.6562
0 | 67.6562
0 | 66.6562
0 | 65.6562
0 | 64.6562
0 | 63.6562
0 | 62.6562
0 | 61.6562
0.0052083 | 60.8125
0.026042 | 60.5938
0.036458 | 60.6875
0.049479 | 61.1719
0.067708 | 62.2031
0.057292 | 62.9219
0.044271 | 63.25
0.015625 | 62.7188
0.0026042 | 61.7969
0 | 60.7969
0 | 59.7969
0 | 58.7969
0 | 57.7969
0 | 56.7969
0 | 55.7969
0 | 54.7969
0 | 53.7969
0 | 52.7969
0 | 51.7969
0 | 50.7969
0 | 49.7969
0 | 48.7969
0 | 47.7969
0 | 46.7969
0.0078125 | 46.0312
0.023438 | 45.7344
0.044271 | 46.0625
0.057292 | 46.7812
0.049479 | 47.2656
0.036458 | 47.3594
0.018229 | 46.9062
0.0026042 | 45.9844
0 | 44.9844
0 | 43.9844
0 | 42.9844
0 | 41.9844
0 | 40.9844
0 | 39.9844
0 | 38.9844
0 | 37.9844
0 | 36.9844
0 | 35.9844
0 | 34.9844
0 | 33.9844
0 | 32.9844
0 | 31.9844
0 | 30.9844
0 | 29.9844
0.0026042 | 29.0625
0.013021 | 28.4531
0.028646 | 28.3125
0.041667 | 28.5625
0.0625 | 29.4375
0.072917 | 30.625
0.059896 | 31.4219
0.023438 | 31.125
0.0026042 | 30.2031
0 | 29.2031
0 | 28.2031
0 | 27.2031
0 | 26.2031
0 | 25.2031
0 | 24.2031
0 | 23.2031
0 | 22.2031
0 | 21.2031
0 | 20.2031
0 | 19.2031
0 | 18.2031
0 | 17.2031
0 | 16.2031
0 | 15.2031
0.018229 | 14.75
0.046875 | 15.1562
0.067708 | 16.1875
0.10938 | 18.4688
0.15104 | 22
0.14844 | 25.4531
0.075521 | 26.7188
0.023438 | 26.4219
0.0026042 | 25.5
0 | 24.5
0 | 23.5
0 | 22.5
0 | 21.5
0 | 20.5
0 | 19.5
0 | 18.5
0 | 17.5
0 | 16.5
0 | 15.5
0 | 14.5
0 | 13.5
0 | 12.5
0 | 11.5
0 | 10.5
0.013021 | 9.8906
0.052083 | 10.4531
0.080729 | 11.875
0.11458 | 14.3125
0.091146 | 16.0469
0.13021 | 18.9531
0.14323 | 22.25
0.070312 | 23.3594
0.0052083 | 22.5156
0 | 21.5156
0 | 20.5156
0 | 19.5156
0 | 18.5156
0 | 17.5156
0 | 16.5156
0 | 15.5156
0 | 14.5156
0 | 13.5156
0 | 12.5156
0 | 11.5156
0 | 10.5156
0 | 9.5156
0 | 8.5156
0.0052083 | 7.6719
0.065104 | 8.625
0.17188 | 12.7812
0.25781 | 19.5156
0.23177 | 25.4688
0.19792 | 30.4062
0.14583 | 33.7812
0.078125 | 35.125
0.028646 | 34.9844
0 | 33.9844
0 | 32.9844
0 | 31.9844
0 | 30.9844
0 | 29.9844
0 | 28.9844
0 | 27.9844
0 | 26.9844
0 | 25.9844
0 | 24.9844
0 | 23.9844
0 | 22.9844
0 | 21.9844
0 | 20.9844
0 | 19.9844
0 | 18.9844
0.010417 | 18.2969
0.075521 | 19.5625
0.14062 | 22.7812
0.22656 | 28.5781
0.21875 | 34.1406
0.15625 | 37.8281
0.28646 | 45.4219
0.1224 | 48.0938
0.0026042 | 47.1719
0 | 46.1719
0 | 45.1719
0 | 44.1719
0 | 43.1719
0 | 42.1719
0 | 41.1719
0 | 40.1719
0 | 39.1719
0 | 38.1719
0 | 37.1719
0 | 36.1719
0 | 35.1719
0 | 34.1719
0 | 33.1719
0 | 32.1719
0.0078125 | 31.4062
0.067708 | 32.4375
0.091146 | 34.1719
0.091146 | 35.9062
0.085938 | 37.4844
0.052083 | 38.0469
0.036458 | 38.1406
0.013021 | 37.5312
0 | 36.5312
0 | 35.5312
0 | 34.5312
0 | 33.5312
0 | 32.5312
0 | 31.5312
0 | 30.5312
0 | 29.5312
0 | 28.5312
0 | 27.5312
0 | 26.5312
0 | 25.5312
0 | 24.5312
0 | 23.5312
0 | 22.5312
0.0026042 | 21.6094
0.03125 | 21.5469
0.15104 | 25.0781
0.18229 | 29.5469
0.40104 | 40.5781
0.57031 | 56.6875
0.56771 | 72.7188
0.42448 | 80
0.20312 | 80
0.023438 | 79.7031
0 | 78.7031
0 | 77.7031
0 | 76.7031
0 | 75.7031
0 | 74.7031
0 | 73.7031
0 | 72.7031
0 | 71.7031
0 | 70.7031
0 | 69.7031
0 | 68.7031
0 | 67.7031
0 | 66.7031
0 | 65.7031
0 | 64.7031
0.033854 | 64.7188
0.11979 | 67.3125
0.19271 | 72.0938
0.25781 | 78.8281
0.22135 | 80
0.14844 | 80
0.091146 | 80
0.039062 | 80
0.0052083 | 79.1562
0 | 78.1562
0 | 77.1562
0 | 76.1562
0 | 75.1562
0 | 74.1562
0 | 73.1562
0 | 72.1562
0 | 71.1562
0 | 70.1562
0 | 69.1562
0 | 68.1562
0 | 67.1562
0 | 66.1562
0 | 65.1562
0 | 64.1562
0.046875 | 64.5625
0.125 | 67.3125
0.14062 | 70.5312
0.15625 | 74.2188
0.1224 | 76.8906
0.078125 | 78.2344
0.046875 | 78.6406
0.03125 | 78.5781
0.0052083 | 77.7344
0 | 76.7344
0 | 75.7344
0 | 74.7344
0 | 73.7344
0 | 72.7344
0 | 71.7344
0 | 70.7344
0 | 69.7344
0 | 68.7344
0 | 67.7344
0 | 66.7344
0 | 65.7344
0 | 64.7344
0 | 63.7344
0 | 62.7344
0.026042 | 62.5156
0.096354 | 64.4062
0.20573 | 69.5781
0.38021 | 79.9844
0.46615 | 80
0.34635 | 80
0.27344 | 80
0.10417 | 80
0.0078125 | 79.2344
0 | 78.2344
0 | 77.2344
0 | 76.2344
0 | 75.2344
0 | 74.2344
0 | 73.2344
0 | 72.2344
0 | 71.2344
0 | 70.2344
0 | 69.2344
0 | 68.2344
0 | 67.2344
0 | 66.2344
0 | 65.2344
0 | 64.2344
0.039062 | 64.4062
0.10156 | 66.4531
0.17969 | 70.8438
0.28385 | 78.3594
0.33594 | 80
0.25521 | 80
0.16667 | 80
0.11979 | 80
0.013021 | 79.3906
0 | 78.3906
0 | 77.3906
0 | 76.3906
0 | 75.3906
0 | 74.3906
0 | 73.3906
0 | 72.3906
0 | 71.3906
0 | 70.3906
0 | 69.3906
0 | 68.3906
0 | 67.3906
0 | 66.3906
0 | 65.3906
0 | 64.3906
0.036458 | 64.4844
0.125 | 67.2344
0.21875 | 72.7969
0.36719 | 80
0.40104 | 80
0.3776 | 80
0.32552 | 80
0.15625 | 80
0.020833 | 79.625
0 | 78.625
0 | 77.625
0 | 76.625
0 | 75.625
0 | 74.625
0 | 73.625
0 | 72.625
0 | 71.625
0 | 70.625
0 | 69.625
0 | 68.625
0 | 67.625
0 | 66.625
0 | 65.625
0 | 64.625
0.049479 | 65.1094
0.13021 | 68.0156
0.27604 | 75.2969
0.23698 | 80
0.3125 | 80
0.16146 | 80
0.091146 | 80
0.049479 | 80
0.0026042 | 79.0781
0 | 78.0781
0 | 77.0781
0 | 76.0781
0 | 75.0781
0 | 74.0781
0 | 73.0781
0 | 72.0781
0 | 71.0781
0 | 70.0781
0 | 69.0781
0 | 68.0781
0 | 67.0781
0 | 66.0781
0 | 65.0781
0 | 64.0781
0.0026042 | 63.1562
0.010417 | 62.4688
0.018229 | 62.0156
0.020833 | 61.6406
0.018229 | 61.1875
0.018229 | 60.7344
0.018229 | 60.2812
0.0052083 | 59.4375
0 | 58.4375
0 | 57.4375
0 | 56.4375
0 | 55.4375
0 | 54.4375
0 | 53.4375
0 | 52.4375
0 | 51.4375
0 | 50.4375
0 | 49.4375
0 | 48.4375
0 | 47.4375
0 | 46.4375
0 | 45.4375
0 | 44.4375
0 | 43.4375
0.010417 | 42.75
0.049479 | 43.2344
0.11719 | 45.75
0.125 | 48.5
0.14844 | 51.9531
0.16406 | 55.875
0.091146 | 57.6094
0.041667 | 57.8594
0.0052083 | 57.0156
0 | 56.0156
0 | 55.0156
0 | 54.0156
0 | 53.0156
0 | 52.0156
0 | 51.0156
0 | 50.0156
0 | 49.0156
0 | 48.0156
0 | 47.0156
0 | 46.0156
0 | 45.0156
0 | 44.0156
0 | 43.0156
0.0026042 | 42.0938
0.013021 | 41.4844
0.070312 | 42.5938
0.125 | 45.3438
0.27865 | 52.7031
0.28385 | 60.2188
0.16406 | 64.1406
0.080729 | 65.5625
0.080729 | 66.9844
0.010417 | 66.2969
0 | 65.2969
0 | 64.2969
0 | 63.2969
0 | 62.2969
0 | 61.2969
0 | 60.2969
0 | 59.2969
0 | 58.2969
0 | 57.2969
0 | 56.2969
0 | 55.2969
0 | 54.2969
0 | 53.2969
0 | 52.2969
0 | 51.2969
0.0078125 | 50.5312
0.041667 | 50.7812
0.067708 | 51.8125
0.10677 | 54.0156
0.21354 | 59.4219
0.14583 | 62.7969
0.098958 | 64.7656
0.044271 | 65.0938
0.0078125 | 64.3281
0 | 63.3281
0 | 62.3281
0 | 61.3281
0 | 60.3281
0 | 59.3281
0 | 58.3281
0 | 57.3281
0 | 56.3281
0 | 55.3281
0 | 54.3281
0 | 53.3281
0 | 52.3281
0 | 51.3281
0 | 50.3281
0 | 49.3281
0.023438 | 49.0312
0.10677 | 51.2344
0.19531 | 56.0938
0.26042 | 62.9062
0.30729 | 71.125
0.28125 | 78.5625
0.16406 | 80
0.067708 | 80
0 | 79
0 | 78
0 | 77
0 | 76
0 | 75
0 | 74
0 | 73
0 | 72
0 | 71
0 | 70
0 | 69
0 | 68
0 | 67
0 | 66
0 | 65
0 | 64
0.026042 | 63.7812
0.1875 | 68.4062
0.26042 | 75.2188
0.34115 | 80
0.375 | 80
0.3776 | 80
0.32292 | 80
0.13802 | 80
0.015625 | 79.4688
0 | 78.4688
0 | 77.4688
0 | 76.4688
0 | 75.4688
0 | 74.4688
0 | 73.4688
0 | 72.4688
0 | 71.4688
0 | 70.4688
0 | 69.4688
0 | 68.4688
0 | 67.4688
0 | 66.4688
0 | 65.4688
0 | 64.4688
0.059896 | 65.2656
0.11979 | 67.8594
0.052083 | 68.4219
0.059896 | 69.2188
0.070312 | 70.3281
0.088542 | 71.9844
0.072917 | 73.1719
0.036458 | 73.2656
0.013021 | 72.6562
0.010417 | 71.9688
0.010417 | 71.2812
0.010417 | 70.5938
0.010417 | 69.9062
0.010417 | 69.2188
0.010417 | 68.5312
0.010417 | 67.8438
0.010417 | 67.1562
0.010417 | 66.4688
0.010417 | 65.7812
0.010417 | 65.0938
0.010417 | 64.4062
0.010417 | 63.7188
0.010417 | 63.0312
0.010417 | 62.3438
0.080729 | 63.7656
0.27344 | 70.9688
0.53646 | 80
0.78385 | 80
0.76562 | 80
0.69271 | 80
0.5026 | 80
0.24479 | 80
0.028646 | 79.8594
0 | 78.8594
0 | 77.8594
0 | 76.8594
0 | 75.8594
0 | 74.8594
0 | 73.8594
0 | 72.8594
0 | 71.8594
0 | 70.8594
0 | 69.8594
0 | 68.8594
0 | 67.8594
0 | 66.8594
0 | 65.8594
0 | 64.8594
0.0625 | 65.7344
0.20833 | 70.9844
0.32031 | 79.5938
0.42969 | 80
0.41146 | 80
0.39062 | 80
0.24479 | 80
0.15885 | 80
0.023438 | 79.7031
0 | 78.7031
0 | 77.7031
0 | 76.7031
0 | 75.7031
0 | 74.7031
0 | 73.7031
0 | 72.7031
0 | 71.7031
0 | 70.7031
0 | 69.7031
0 | 68.7031
0 | 67.7031
0 | 66.7031
0 | 65.7031
0.0026042 | 64.7812
0.044271 | 65.1094
0.085938 | 66.6875
0.1224 | 69.3594
0.10938 | 71.6406
0.10677 | 73.8438
0.10417 | 75.9688
0.075521 | 77.2344
0.026042 | 77.0156
0.0026042 | 76.0938
0 | 75.0938
0 | 74.0938
0 | 73.0938
0 | 72.0938
0 | 71.0938
0 | 70.0938
0 | 69.0938
0 | 68.0938
0 | 67.0938
0 | 66.0938
0 | 65.0938
0 | 64.0938
0 | 63.0938
0 | 62.0938
0 | 61.0938
0.0052083 | 60.25
0.026042 | 60.0312
0.0625 | 60.9062
0.075521 | 62.1719
0.070312 | 63.2812
0.041667 | 63.5312
0.039062 | 63.7031
0.015625 | 63.1719
0.0026042 | 62.25
0 | 61.25
0 | 60.25
0 | 59.25
0 | 58.25
0 | 57.25
0 | 56.25
0 | 55.25
0 | 54.25
0 | 53.25
0 | 52.25
0 | 51.25
0 | 50.25
0 | 49.25
0 | 48.25
0 | 47.25
0.0026042 | 46.3281
0.015625 | 45.7969
0.039062 | 45.9688
0.044271 | 46.2969
0.033854 | 46.3125
0.036458 | 46.4062
0.028646 | 46.2656
0.010417 | 45.5781
0 | 44.5781
0 | 43.5781
0 | 42.5781
0 | 41.5781
0 | 40.5781
0 | 39.5781
0 | 38.5781
0 | 37.5781
0 | 36.5781
0 | 35.5781
0 | 34.5781
0 | 33.5781
0 | 32.5781
0 | 31.5781
0 | 30.5781
0 | 29.5781
0.0026042 | 28.6562
0.046875 | 29.0625
0.085938 | 30.6406
0.11979 | 33.2344
0.14583 | 36.6094
0.13281 | 39.5938
0.080729 | 41.0156
0.013021 | 40.4062
0 | 39.4062
0 | 38.4062
0 | 37.4062
0 | 36.4062
0 | 35.4062
0 | 34.4062
0 | 33.4062
0 | 32.4062
0 | 31.4062
0 | 30.4062
0 | 29.4062
0 | 28.4062
0 | 27.4062
0 | 26.4062
0 | 25.4062
0 | 24.4062
0.0026042 | 23.4844
0.03125 | 23.4219
0.11979 | 26.0156
0.11719 | 28.5312
0.125 | 31.2812
0.13802 | 34.4219
0.125 | 37.1719
0.070312 | 38.2812
0.010417 | 37.5938
0 | 36.5938
0 | 35.5938
0 | 34.5938
0 | 33.5938
0 | 32.5938
0 | 31.5938
0 | 30.5938
0 | 29.5938
0 | 28.5938
0 | 27.5938
0 | 26.5938
0 | 25.5938
0 | 24.5938
0 | 23.5938
0.0026042 | 22.6719
0.013021 | 22.0625
0.067708 | 23.0938
0.15885 | 26.8594
0.18229 | 31.3281
0.20312 | 36.4219
0.21875 | 41.9844
0.11719 | 44.5
0.039062 | 44.6719
0.0026042 | 43.75
0 | 42.75
0 | 41.75
0 | 40.75
0 | 39.75
0 | 38.75
0 | 37.75
0 | 36.75
0 | 35.75
0 | 34.75
0 | 33.75
0 | 32.75
0 | 31.75
0 | 30.75
0 | 29.75
0 | 28.75
0.010417 | 28.0625
0.057292 | 28.7812
0.088542 | 30.4375
0.1901 | 35.1406
0.26562 | 42.1094
0.23438 | 48.1406
0.17188 | 52.2969
0.072917 | 53.4844
0.0026042 | 52.5625
0 | 51.5625
0 | 50.5625
0 | 49.5625
0 | 48.5625
0 | 47.5625
0 | 46.5625
0 | 45.5625
0 | 44.5625
0 | 43.5625
0 | 42.5625
0 | 41.5625
0 | 40.5625
0 | 39.5625
0 | 38.5625
0.0026042 | 37.6406
0.03125 | 37.5781
0.1276 | 40.4062
0.10938 | 42.6875
0.125 | 45.4375
0.13802 | 48.5781
0.14062 | 51.7969
0.067708 | 52.8281
0.020833 | 52.4531
0.0026042 | 51.5312
0 | 50.5312
0 | 49.5312
0 | 48.5312
0 | 47.5312
0 | 46.5312
0 | 45.5312
0 | 44.5312
0 | 43.5312
0 | 42.5312
0 | 41.5312
0 | 40.5312
0 | 39.5312
0 | 38.5312
0 | 37.5312
0 | 36.5312
0.0026042 | 35.6094
0.028646 | 35.4688
0.054688 | 36.1094
0.054688 | 36.75
0.059896 | 37.5469
0.083333 | 39.0469
0.091146 | 40.7812
0.098958 | 42.75
0.015625 | 42.2188
0 | 41.2188
0 | 40.2188
0 | 39.2188
0 | 38.2188
0 | 37.2188
0 | 36.2188
0 | 35.2188
0 | 34.2188
0 | 33.2188
0 | 32.2188
0 | 31.2188
0 | 30.2188
0 | 29.2188
0 | 28.2188
0 | 27.2188
0.0026042 | 26.2969
0.028646 | 26.1562
0.052083 | 26.7188
0.072917 | 27.9062
0.13021 | 30.8125
0.1901 | 35.5156
0.22135 | 41.1562
0.125 | 43.9062
0.013021 | 43.2969
0 | 42.2969
0 | 41.2969
0 | 40.2969
0 | 39.2969
0 | 38.2969
0 | 37.2969
0 | 36.2969
0 | 35.2969
0 | 34.2969
0 | 33.2969
0 | 32.2969
0 | 31.2969
0 | 30.2969
0 | 29.2969
0 | 28.2969
0.0052083 | 27.4531
0.023438 | 27.1562
0.10156 | 29.2031
0.16406 | 33.125
0.16406 | 37.0469
0.17188 | 41.2031
0.16146 | 45.0469
0.11719 | 47.5625
0.033854 | 47.5781
0 | 46.5781
0 | 45.5781
0 | 44.5781
0 | 43.5781
0 | 42.5781
0 | 41.5781
0 | 40.5781
0 | 39.5781
0 | 38.5781
0 | 37.5781
0 | 36.5781
0 | 35.5781
0 | 34.5781
0 | 33.5781
0 | 32.5781
0.010417 | 31.8906
0.049479 | 32.375
0.080729 | 33.7969
0.14062 | 37.0156
0.14062 | 40.2344
0.096354 | 42.125
0.044271 | 42.4531
0.010417 | 41.7656
0 | 40.7656
0 | 39.7656
0 | 38.7656
0 | 37.7656
0 | 36.7656
0 | 35.7656
0 | 34.7656
0 | 33.7656